## My Sheet
Sl. No | Hospital | ME Name | Manufacturer | Department
1 | Airport PHC | Cutters, Syringe/Needle (Syringe cutter) | Microsil | Ground floor
2 | Airport PHC | Cutters, Syringe/Needle (Syringe cutter) | Microsil | Ground floor
3 | Airport PHC | Sphygmomanometers, Electronic (Electronic BP Machine) | Morepen lab. Ltd | Ground floor
4 | Airport PHC | Sterilizing Units(Instrument Sterilizer) | NA | Ground floor
5 | Airport PHC | Sphygmomanometers, Mercury (Mercury BP Machine) | Namatt | Ground floor
6 | Airport PHC | Oxygen Concentrators (Oxygen Concentrator) | Yuwell | Ground floor
7 | Airport PHC | Refrigerators, Laboratory (Lab refrigerator) | Videocon | Ground floor
8 | Airport PHC | Electrocardiographs, Three-Channel ( 3 Channel ECG) | SHENZEN UNICARE ELECTRONIC | Ground floor
9 | Airport PHC | Sphygmomanometers, Mercury (Mercury BP Machine) | Namatt | Ground floor
10 | Airport PHC | Cutters, Syringe/Needle (Syringe cutter) | Microsil | Ground floor
11 | Airport PHC | Cutters, Syringe/Needle (Syringe cutter) | Microsil | Ground floor
12 | Airport PHC | Cutters, Syringe/Needle (Syringe cutter) | Microsil | Ground floor
13 | Airport PHC | Sphygmomanometers, Mercury (Mercury BP Machine) | Namatt | Ground floor
14 | Airport PHC | Sphygmomanometers, Mercury (Mercury BP Machine) | Namatt | Ground floor
15 | Airport PHC | Freezers Vaccine-120 L (120L -Vaccine Freezer) | Haier | Ground floor
16 | Akhnoor CHC | Phototherapy Units, Ultraviolet,CFL (CFL Infant Phototherapy) | GE Medical System | LABOUR ROOM
17 | Akhnoor CHC | Phototherapy Units, Ultraviolet,CFL (CFL Infant Phototherapy) | NA | LABOUR ROOM
18 | Akhnoor CHC | Warming Units, Patient, Radiant, Infant (Radiant Warmer) | Neotech Medical pvt.ltd | LABOUR ROOM-Ground Floor
19 | Akhnoor CHC | Sphygmomanometers, Mercury (Mercury BP Machine) | Medi Tech Industry | LABOUR ROOM-Ground Floor
20 | Akhnoor CHC | Sphygmomanometers, Mercury (Mercury BP Machine) | Meditech Life system | 1st Floor- Labour Room
21 | Akhnoor CHC | Refrigerators, Laboratory (Lab refrigerator) | Samsung | OT
22 | Akhnoor CHC | Scales, Infant, Digital (Digital Infant Scale) | NA | Labour Room
23 | Akhnoor CHC | Scales, Adult, Floor,Mechanical (Adult floor Mechanical Weighing machine) | Doctor Beliram and sons | Physiotherapy
24 | Akhnoor CHC | Scales, Adult, Floor,Mechanical (Adult floor Mechanical Weighing machine) | Bhaseen Health Product | Lab Section
25 | Akhnoor CHC | Radiographic/Fluoroscopic Systems, General-Purpose -300 mA (General X Ray - 300mA) | Allengers | RADIOLOGY
26 | Akhnoor CHC | Centrifuges, Tabletop (Centrifuge) | Remi | General Lab
27 | Akhnoor CHC | Scales, Infant, Mechanical (Infant wieghing machine) | Docbel barun | OT
28 | Akhnoor CHC | Lights, Surgical, 2 Dome, Halogen (2 Dome Halogen OT Light) | Confident dental equipment | OT
29 | Akhnoor CHC | Aspirators (Suction Machine) | NA | Labour Room
30 | Akhnoor CHC | Electrosurgical Units (Cautery Machine) | Medichem Electronics | OT
31 | Akhnoor CHC | Anesthesia Units Work Station (Anesthesia work station) | Avasarala technologies ltd | OT
32 | Akhnoor CHC | Anesthesia Units Work Station (Anesthesia work station) | Avasarala technologies ltd | OT
33 | Akhnoor CHC | Anesthesia Units Work Station (Anesthesia work station) | Spacelabs healthcare | OT
34 | Akhnoor CHC | Sterilizing Units, Steam, B- Type ( B Type Autoclave ) | Confident dental equipment | Dental Section
35 | Akhnoor CHC | Sterilizing Units, Steam,Horizontal (Autoclave Horizontal) | NA | OPD
36 | Akhnoor CHC | Sterilizing Units, Steam,Horizontal (Autoclave Horizontal) | NA | OT
37 | Akhnoor CHC | Sterilizing Units, Steam,Horizontal (Autoclave Horizontal) | NA | CASUALITY
38 | Akhnoor CHC | Sterilizing Units, Steam,Horizontal (Autoclave Horizontal) | NA | OPD
39 | Akhnoor CHC | Sphygmomanometers, Aneriod(Aneroid BP Machine) | Diamond | 1st Floor- Labour Room
40 | Akhnoor CHC | Sphygmomanometers, Electronic (Electronic BP Machine) | HICKS | LABOUR ROOM
41 | Akhnoor CHC | Sphygmomanometers, Mercury (Mercury BP Machine) | NA | GYNAE
42 | Akhnoor CHC | Sphygmomanometers, Mercury (Mercury BP Machine) | Namatt | GENERAL OPD
43 | Akhnoor CHC | Sphygmomanometers, Mercury (Mercury BP Machine) | Prolix | Ground Floor-Genral Ward
44 | Akhnoor CHC | Electrosurgical Units (Cautery Machine) | Covidien | OT
45 | Akhnoor CHC | Electrosurgical Units (Cautery Machine) | Medichem Electronics | OT
46 | Akhnoor CHC | Electrosurgical Units (Cautery Machine) | Diviabs health care Pvt Ltd | OT
47 | Akhnoor CHC | Centrifuges, Tabletop (Centrifuge) | Remi | LAB SECTION
48 | Akhnoor CHC | Defibrillators, External, Manual (Defibrillator) | BPL | OT
49 | Akhnoor CHC | Defibrillators, External, Manual (Defibrillator) | BPL | FIRST FLOOR
50 | Akhnoor CHC | Electrocardiographs, Single-Channel ( Single Channel ECG ) | BPL | RADIOLOGY
51 | Akhnoor CHC | Electrocardiographs, Single-Channel ( Single Channel ECG ) | BPL | RADIOLOGY
52 | Akhnoor CHC | Electrocardiographs, Single-Channel ( Single Channel ECG ) | BPL | RADIOLOGY
53 | Akhnoor CHC | Electrocardiographs, Three-Channel ( 3 Channel ECG) | Marks | RADIOLOGY
54 | Akhnoor CHC | Electrocardiographs, Three-Channel ( 3 Channel ECG) | Marks | RADIOLOGY
55 | Akhnoor CHC | Electrocardiographs, Three-Channel ( 3 Channel ECG) | Hemodiaz Life Science Pvt Ltd | 1st Floor- ECG Room
56 | Akhnoor CHC | Electrocardiographs, Twelve-Channel ( 12 Channel ECG) | Nihon Kohden | ECG GROUND FLOOR
57 | Akhnoor CHC | Electrocardiographs, Twelve-Channel ( 12 Channel ECG) | Allengers | RADIOLOGY
58 | Akhnoor CHC | Oximeters, Pulse, tabletop(Tabletop Pulse Oximeter) | Riransa Inc. Heath care P.ltd | OT
59 | Akhnoor CHC | Refrigerators, Blood Bank (Blood bank Refrigerator) | Remi | LAB SECTION
60 | Akhnoor CHC | Refrigerators, Ice Lined-200L ( 200L ILR ) | Vestfrost | Immunization Section
61 | Akhnoor CHC | Refrigerators, Ice Lined-200L ( 200L ILR ) | Vestfrost | Immunization Section
62 | Akhnoor CHC | Refrigerators, Ice Lined-200L ( 200L ILR ) | Vestfrost | Immunization Section
63 | Akhnoor CHC | Refrigerators, Ice Lined-70L ( 70L ILR ) | Vestfrost | Immunization Section
64 | Akhnoor CHC | Refrigerators, Laboratory (Lab refrigerator) | Samsung | LAB SECTION
65 | Akhnoor CHC | Refrigerators, Laboratory (Lab refrigerator) | Godrej | LABOUR ROOM
66 | Akhnoor CHC | Refrigerators, Laboratory (Lab refrigerator) | NA | LAB SECTION
67 | Akhnoor CHC | Baths, Water, Laboratory (Water Bath) | NA | General Lab
68 | Akhnoor CHC | Incubators, Test Tube (Lab Incubator) | NA | General Lab
69 | Akhnoor CHC | Warming Units, Patient, Radiant, Infant (Radiant Warmer) | S.S technomed | Ground Fl - Labour Room
70 | Akhnoor CHC | Warming Units, Patient, Radiant, Infant (Radiant Warmer) | S.S technomed | GYANE OPD
71 | Akhnoor CHC | Warming Units, Patient, Radiant, Infant (Radiant Warmer) | S.S technomed | Labour Room
72 | Akhnoor CHC | Infusion Pumps, Syringe (Syringe Pump) | Fresenius Kabi India Pvt. Ltd | OT
73 | Akhnoor CHC | Infusion Pumps, Syringe (Syringe Pump) | Riransa Inc. Heath care P.ltd | OT
74 | Akhnoor CHC | Infusion Pumps, Syringe (Syringe Pump) | Fresenius Kabi India Pvt. Ltd | OT
75 | Akhnoor CHC | Lights, Surgical, 1 Dome, Halogen (1 Dome Halogen OT Light) | Confident dental equipment | EYE OT
76 | Akhnoor CHC | Lights, Surgical - 1 Dome - LED(1 Dome LED Surgical OT Light) | Cognate India | Shift-Jagti SDH
77 | Akhnoor CHC | Oxygen Concentrators (Oxygen Concentrator) | Longfian Scitech Co. Ltd | LABOUR ROOM-Ground Floor
78 | Akhnoor CHC | Oxygen Concentrators (Oxygen Concentrator) | Airsep Corporation | OT
79 | Akhnoor CHC | Oxygen Concentrators (Oxygen Concentrator) | NA | OT
80 | Akhnoor CHC | Oxygen Concentrators (Oxygen Concentrator) | BPL | CASUALITY
81 | Akhnoor CHC | Oxygen Concentrators (Oxygen Concentrator) | Airsep Corporation | OPD
82 | Akhnoor CHC | Monitoring Systems, Physiologic with 3 Parameters (3 Para Patient Monitor) | Skanray Healthcare | OT
83 | Akhnoor CHC | Monitoring Systems, Physiologic with 5 Parameters (5 Para Patient Monitor) | Medion health care | OT
84 | Akhnoor CHC | Monitoring Systems, Physiologic with 5 Parameters (5 Para Patient Monitor) | Skanray Healthcare | OT
85 | Akhnoor CHC | Monitoring Systems, Physiologic with 5 Parameters (5 Para Patient Monitor) | Contec Medical System | OT
86 | Akhnoor CHC | Aspirators (Suction Machine) | NA | LABOUR ROOM
87 | Akhnoor CHC | Aspirators (Suction Machine) | Anand surgical industries | OT
88 | Akhnoor CHC | Aspirators (Suction Machine) | NA | OT
89 | Akhnoor CHC | Aspirators (Suction Machine) | Anand surgical industries | CAUSALITY
90 | Akhnoor CHC | Aspirators (Suction Machine) | Esteem Industries Inc | Ot 2nd floor
91 | Akhnoor CHC | Aspirators (Suction Machine) | Mehar | OT
92 | Akhnoor CHC | Aspirators (Suction Machine) | NA | Labour Room
93 | Akhnoor CHC | Aspirators (Suction Machine) | Anand surgical industries | CASUALITY
94 | Akhnoor CHC | Radiographic Units, Dental, Extraoral (Dental X Ray) | Technomac | Dental Section
95 | Akhnoor CHC | Radiographic Units, Mobile (Mobile X Ray -60 mA) | Allengers | RADIOLOGY
96 | Akhnoor CHC | Anesthesia Units, Boyles (Boyles Apparatus) | Allied medical | Jammu-Choki Choura CHC-OT
97 | Akhnoor CHC | Ovens, Drying (Hot Air Oven) | NA | LAB SECTION
98 | Akhnoor CHC | Ovens, Drying (Hot Air Oven) | NA | LAB SECTION
99 | Akhnoor CHC | Analyzers, Laboratory, Clinical chemistry, Manual (Semi auto analyzer) | Trivitron Health Care | Laboratory Ground floor
100 | Akhnoor CHC | Analyzers, Laboratory, Clinical Chemistry, Automated-100 T/H (100 Throughput Auto Analyzer) | Meril | LAB SECTION
101 | Akhnoor CHC | Analyzers, Laboratory, Clinical Chemistry, Automated-200 T/H (200 Throughput Auto Analyzer) | Vector Biotech Pvt Ltd | Laboratory Ground floor
102 | Akhnoor CHC | Analyzers, Laboratory, Hematology, Cell Counting, Automated(5 Part Blood Cell counter) | ERBA MANNHEIN | Laboratory Ground floor
103 | Akhnoor CHC | Analyzers, Laboratory, Hematology, Cell Counting, Automated, 3 Part ( 3part blood Cell Counter) | Horiba Medical | LAB SECTION
104 | Akhnoor CHC | Analyzers, Laboratory, Hematology, WBC, Point of care(5 Part WBC Point of care) | Hemocue | LAB SECTION
105 | Akhnoor CHC | Analyzers, Laboratory, Urine, Semiautomated ( Semi Auto Urine Analyzer) | Siemens | Lab Section
106 | Akhnoor CHC | Auto Refractometer (Auto Refractometer) | Potec | OPD
107 | Akhnoor CHC | Baths, Paraffin, Physical Therapy(Paraffin Bath) | NA | Physiotherapy
108 | Akhnoor CHC | Mixers, Blood Tube(Blood Mixer) | Transasia Biomedical LTD | Laboratory Ground floor
109 | Akhnoor CHC | Scanning systems, ultrasonic, Portable (Portable ultrasound Scanner) | BPL | Samba-Nandpur PHC-Ultrasound Section
110 | Akhnoor CHC | Sterilizing Units(Instrument Sterilizer) | NA | DENTAL
111 | Akhnoor CHC | Sterilizing Units(Instrument Sterilizer) | NA | Labour Room
112 | Akhnoor CHC | Traction Unit (Traction Unit) | Physiotech India | Physiotherapy
113 | Akhnoor CHC | Ultrasonic Surgical Cutter/Coagulators ( Harmonic Ultrasonic Surgical Unit) | Ethicon Endo Surgery | OT
114 | Akhnoor CHC | Digital Imaging Systems, Computed Radiography-Single Slot (1 Slot CR Machine) | Fujifilm corporation | 1St Floor-Radiology
115 | Akhnoor CHC | Laser Imager with Three Tray ( 3 Tray Laser Imager ) | Fujifilm corporation | RADIOLOGY
116 | Akhnoor CHC | Monitoring Systems, Physiologic with 7 Parameters (7 Para Patient Monitor) | Edan | Eyes ot
117 | Akhnoor CHC | Analyzers, Laboratory, Blood Gas/PH (Blood Gas Analyser) | Abbott | LAB SECTION
118 | Akhnoor CHC | Cutters, Syringe/Needle (Syringe cutter) | Microsil | GYNAE
119 | Akhnoor CHC | Warming Units, Patient, Radiant, Infant (Radiant Warmer) | Mediwaves inc | Labour Room
120 | Akhnoor CHC | Sphygmomanometers, Aneroid(Aneroid BP Machine) | Bioplus | 1st Floor- Labour Room
121 | Akhnoor CHC | Sphygmomanometers, Mercury (Mercury BP Machine) | Doctor Lee Safe | Emergency
122 | Akhnoor CHC | Sphygmomanometers, Mercury (Mercury BP Machine) | NA | EMERGENCY/GROUND FLOOR
123 | Akhnoor CHC | Centrifuges, Tabletop (Centrifuge) | Laby Instruments | Gen Lab
124 | Akhnoor CHC | Cutters, Syringe/Needle (Syringe cutter) | Microsil | GYNAE
125 | Akhnoor CHC | Lights, Surgical - 2 Dome - LED(2 Dome LED Surgical OT Light) | Cognate India | OT
126 | Akhnoor CHC | Aspirators (Suction Machine) | Anand surgical industries | Ot 2nd floor
127 | Akhnoor CHC | Cutters, Syringe/Needle (Syringe cutter) | Microsil | Dental Section
128 | Akhnoor CHC | Monitoring Systems, Physiologic with 5 Parameters (5 Para Patient Monitor) | Vital-sign-Medidevices-pvt ltd | OT
129 | Akhnoor CHC | Warming Units, Patient, Radiant, Infant (Radiant Warmer) | Mediwaves inc | OT
130 | Akhnoor CHC | Radiographic Units, Dental, Extraoral (Dental X Ray) | Vivi S.r.l | RADIOLOGY
131 | Akhnoor CHC | Sterilizing Units, Steam,Horizontal (Autoclave Horizontal) | Esteem industries | OT
132 | Akhnoor CHC | Electrocardiographs, Single-Channel ( Single Channel ECG ) | BPL | RADIOLOGY
133 | Akhnoor CHC | Electrocardiographs, Single-Channel ( Single Channel ECG ) | BPL | CASUALITY
134 | Akhnoor CHC | Aspirators (Suction Machine) | NA | FIRST FLOOR
135 | Akhnoor CHC | Oxygen Concentrators (Oxygen Concentrator) | Aspen Diagnostics Pvt Ltd | LABOUR ROOM
136 | Akhnoor CHC | Infusion Pumps, Syringe (Syringe Pump) | Riransa Inc. Heath care P.ltd | OT
137 | Akhnoor CHC | Cutters, Syringe/Needle (Syringe cutter) | NA | Labour Room
138 | Akhnoor CHC | Nebulizers, Nonheated (Nebulizer) | NA | CAUSALITY
139 | Akhnoor CHC | Nebulizers, Nonheated (Nebulizer) | NA | EMERGENCY
140 | Akhnoor CHC | Nebulizers, Nonheated (Nebulizer) | NA | EMERGENCY
141 | Akhnoor CHC | Analyzers, Laboratory, Hematology, Hemoglobin (HB Analyzer) | Hemocue | Lab Section
142 | Akhnoor CHC | Analyzers, Laboratory, Hematology, Hemoglobin (HB Analyzer) | Hemocue | LAB SECTION
143 | Akhnoor CHC | Sphygmomanometers, Aneroid(Aneroid BP Machine) | Niscomed | Emergency
144 | Akhnoor CHC | Sphygmomanometers, Aneroid(Aneroid BP Machine) | Niscomed | Emergency
145 | Akhnoor CHC | Centrifuges, Tabletop (Centrifuge) | Laby Instruments | Gen Lab
146 | Akhnoor CHC | Microscopes, Light, Laboratory (Binocular Microscope) | NA | LAB SECTION
147 | Akhnoor CHC | Sphygmomanometers, Electronic (Electronic BP Machine) | Omron healthcare Europe | LABOUR ROOM
148 | Akhnoor CHC | Sphygmomanometers, Mercury (Mercury BP Machine) | Meditech Life system | GENERAL OPD
149 | Akhnoor CHC | Insufflator Laproscopic( Endoflator) | NA | EYE OT
150 | Akhnoor CHC | Nebulizers, Nonheated (Nebulizer) | NA | CAUSALITY
151 | Akhnoor CHC | Nebulizers, Nonheated (Nebulizer) | NA | EMERGENCY
152 | Akhnoor CHC | Cutters, Syringe/Needle (Syringe cutter) | Microsil | LAB SECTION
153 | Akhnoor CHC | Cutters, Syringe/Needle (Syringe cutter) | Sheetal Tec | LABOUR ROOM
154 | Akhnoor CHC | Cutters, Syringe/Needle (Syringe cutter) | NA | Emergency
155 | Akhnoor CHC | Cutters, Syringe/Needle (Syringe cutter) | Microsil | OPD
156 | Akhnoor CHC | Sphygmomanometers, Aneroid(Aneroid BP Machine) | HICKS | Emergency
157 | Akhnoor CHC | Cutters, Syringe/Needle (Syringe cutter) | Microsil | LABOUR ROOM
158 | Akhnoor CHC | Sphygmomanometers, Mercury (Mercury BP Machine) | Agreema | GENERAL OPD
159 | Akhnoor CHC | Aspirators (Suction Machine) | Anand Surgical Co | Labour Room-Labour Room
160 | Akhnoor CHC | Microscopes, Light, Laboratory (Binocular Microscope) | Quasmo | LAB SECTION
161 | Akhnoor CHC | Refrigerators, Ice Lined-70L ( 70L ILR ) | Haier | Immunization
162 | Akhnoor CHC | Oxygen Concentrators (Oxygen Concentrator) | BPL | LABOUR ROOM
163 | Akhnoor CHC | Cutters, Syringe/Needle (Syringe cutter) | NA | emergency
164 | Akhnoor CHC | Warming Units, Patient, Radiant, Infant (Radiant Warmer) | NEOTECHMEDICALSYSTEMPVTLTD | LABOUR ROOM-Ground Floor
165 | Akhnoor CHC | Nebulizers, Nonheated (Nebulizer) | NA | OT
166 | Akhnoor CHC | Tables, Operating Electrical (OT Table Electrical) | NA | OT
167 | Akhnoor CHC | Sterilizing Units(Instrument Sterilizer) | NA | OPD
168 | Akhnoor CHC | Intraoral RVG Sensor | Confident Dental Equipment Ltd | DENTAL OPD
169 | Akhnoor CHC | Ultrasound Therapy Systems, Physical Therapy (Ultrasound Therapy machine) | Physio CARE | Physiotherapy
170 | Akhnoor CHC | Fumigation Unit (Fumigation Machine) | Gouri engg. Pvt ltd | EYE OT
171 | Akhnoor CHC | Sterilizing Units(Instrument Sterilizer) | NA | OT
172 | Akhnoor CHC | Laparoscope Set ( Laparoscope Set ) | Stryker | OT
173 | Akhnoor CHC | Chairs, Examination/Treatment, Dentistry (Dental Chair) | Confident dental equipment | Dental Section
174 | Akhnoor CHC | Slit Lamps (Slit Lamp) | NA | EYE OPD
175 | Akhnoor CHC | View Boxes, X-Ray (X ray Film viewer) | NA | RADIOLOGY
176 | Akhnoor CHC | Sterilizing Units(Instrument Sterilizer) | NA | EYE OPD
177 | Akhnoor CHC | Radiographic Units, Dental, Extraoral (Dental X Ray) | NA | RADIOLOGY
178 | Akhnoor CHC | Chairs, Examination/Treatment, Dentistry (Dental Chair) | Suz- dent India Pvt Ltd | Dental Section
179 | Akhnoor CHC | Microscopes, Light, Operating (Operating Microscope) | Bino Scientific | Shift-Poonch DH
180 | Akhnoor CHC | Sphygmomanometers, Electronic (Electronic BP Machine) | Morepen lab. Ltd | LABOUR ROOM
181 | Akhnoor CHC | Microscopes, Light, Laboratory (Binocular Microscope) | Quasmo | LAB SECTION
182 | Akhnoor CHC | Sterilizing Units(Instrument Sterilizer) | NA | OPD
183 | Akhnoor CHC | Microscopes, Light, Laboratory (Binocular Microscope) | NA | LAB SECTION
184 | Akhnoor CHC | Tables, Operating Electrical (OT Table Electrical) | NA | EYE OT
185 | Akhnoor CHC | Phototherapy Units, Ultraviolet, LED,(LED Infant Phototherapy) | AVI health care Pvt Ltd | LABOUR ROOM-Ground Floor
186 | Akhnoor CHC | Scalers, Dental, Ultrasonic(Ultrasonic Scaler) | Guilin woodpecker instruments | DENTAL
187 | Akhnoor CHC | Freezers Vaccine-120 L (120L -Vaccine Freezer) | Haier | Immunization Section
188 | Akhnoor CHC | Cutters, Syringe/Needle (Syringe cutter) | Life care | LAB SECTION
189 | Akhnoor CHC | Laparoscope Set ( Laparoscope Set ) | Stryker | OT
190 | Akhnoor CHC | Microscopes, Light, Laboratory (Binocular Microscope) | Labovision | Lab Section
191 | Akhnoor CHC | Scanning Systems, Ultrasonic, General-Purpose ( Ultrasound Scanner ) | Philips | Ultrasound Section
192 | Akhnoor CHC | Sterilizing Units Glass Bead (Glass bead Sterilizer) | NA | Dental Section
193 | Akhnoor CHC | Microscopes, Light, Laboratory (Binocular Microscope) | Olympus India Pvt Ltd | LAB SECTION
194 | Akhnoor CHC | Heating Units, Hot-Pack ( Hydroculator ) | NA | Physiotherapy
195 | Akhnoor CHC | Electrocardiographs, Single-Channel ( Single Channel ECG ) | Contec Medical System | ECG Section
196 | Akhnoor CHC | Tables, Operating Electrical (OT Table Electrical) | Staan biomedical engineering p | OT (general)
197 | Akhnoor CHC | Sterilizing Units(Instrument Sterilizer) | NA | Labour Room
198 | Akhnoor CHC | Sphygmomanometers, Mercury (Mercury BP Machine) | Pagoda | DENTAL GROUND FLOOR
199 | Akhnoor CHC | Monitoring Systems, Physiologic with 7 Parameters (7 Para Patient Monitor) | Edan | OT GROUND FLOOR
200 | Akhnoor CHC | Sterilizing Units(Instrument Sterilizer) | NA | OT
201 | Akhnoor CHC | Microscopes, Light, Operating (Operating Microscope) | Bino Scientific | EYE OT
202 | Akhnoor CHC | Microscopes, Light, Operating (Operating Microscope) | Bino Scientific | EYE OT
203 | Akhnoor CHC | Sterilizing Units(Instrument Sterilizer) | Atlas surgical company | EYE OT
204 | Akhnoor CHC | Laparoscope Set ( Laparoscope Set ) | Stryker | OT (general)
205 | Akhnoor CHC | Tables, Operating Hydraulic (OT Table Hydraulic) | Arko | OT
206 | Akhnoor CHC | Tables, Operating Hydraulic (OT Table Hydraulic) | NA | OT
207 | Akhnoor CHC | Tables, Operating Electrical (OT Table Electrical) | Surgicoin | EYE OT
208 | Akhnoor CHC | Sterilizing Units(Instrument Sterilizer) | Atlas surgical company | Dental Section
209 | Akhnoor CHC | Cutters, Syringe/Needle (Syringe cutter) | Microsil | LABOUR ROOM
210 | Akhnoor CHC | Sterilizing Units(Instrument Sterilizer) | NA | OT
211 | Akhnoor CHC | Cutters, Syringe/Needle (Syringe cutter) | Microsil | LABOUR ROOM
212 | Akhnoor CHC | Tables, Operating Electrical (OT Table Electrical) | Staan biomedical engineering p | OT (general)
213 | Akhnoor CHC | Cutters, Syringe/Needle (Syringe cutter) | NA | CAUSALITY
214 | Akhnoor CHC | Cutters, Syringe/Needle (Syringe cutter) | Microsil | Lab Section
215 | Akhnoor CHC | Sterilizing Units(Instrument Sterilizer) | NA | FIRST FLOOR
216 | Akhnoor CHC | Sterilizing Units(Instrument Sterilizer) | NA | CAUSALITY
217 | Akhnoor CHC | Stimulators, Electrical, IFT - 4 Channel ( 4 Channel IFT ) | NA | Physiotherapy
218 | Akhnoor CHC | Lights, Dental, Intraoral ( Light Cure Unit ) | Apoza enterprises co . Ltd. | Dental Section
219 | Akhnoor CHC | Aspirators (Suction Machine) | NA | OT
220 | Akhnoor CHC | Nebulizers, Nonheated (Nebulizer) | Nulife | EMERGENCY
221 | Akhnoor CHC | Cutters, Syringe/Needle (Syringe cutter) | Microsil | OT
222 | Akhnoor CHC | Refrigerators, Blood Bank (Blood bank Refrigerator) | Remi | LAB SECTION
223 | Akhnoor CHC | Aspirators (Suction Machine) | Suz- dent India Pvt Ltd | Dental
224 | Akhnoor CHC | Refrigerators, Laboratory (Lab refrigerator) | Godrej | LAB SECTION
225 | Akhnoor CHC | Sphygmomanometers, Mercury (Mercury BP Machine) | Prolix | 1st Floor- Labour Room
226 | Akhnoor CHC | Stimulators, Electrical (Nerve Stimulator) | Physio CARE | Physiotherapy
227 | Akhnoor CHC | Oxygen Concentrators (Oxygen Concentrator) | SS Medical System | Emergency
228 | Akhnoor CHC | Oxygen Concentrators (Oxygen Concentrator) | SS Medical System | emergency
229 | Akhnoor CHC | Oxygen Concentrators (Oxygen Concentrator) | SS Medical System | Emergency
230 | Akhnoor CHC | Oxygen Concentrators (Oxygen Concentrator) | LONGFIAN SCITECH | Emergency
231 | Akhnoor CHC | Oxygen Concentrators (Oxygen Concentrator) | SS Medical System | Emergency
232 | Akhnoor CHC | Anesthesia Units Work Station (Anesthesia work station) | Avasarala technologies ltd | OT (general)
233 | Akhnoor CHC | Electrosurgical Units (Cautery Machine) | Xcellance Medical Technologies | Ot 2nd floor
234 | Akhnoor CHC | Scanning Systems, Ultrasonic, General-Purpose ( Ultrasound Scanner ) | SS Medical System | Ground Floor - Ultrasound Room
235 | Akhnoor CHC | Anesthesia Units Work Station (Anesthesia work station) | Avasarala technologies ltd | OT
236 | Akhnoor CHC | Analyzers, Laboratory, Body Fluids, Electrolyte, Coulometric (Colorimeter) | Priman | General Lab
237 | Ambgorata Kotbhalwal PHC | Incubators, Test Tube (Lab Incubator) | Alco | General Lab
238 | Ambgorata Kotbhalwal PHC | Warming Units, Patient, Radiant, Infant (Radiant Warmer) | Neotech Medical pvt.ltd | Labour room
239 | Ambgorata Kotbhalwal PHC | Aspirators (Suction Machine) | Shiva Surgical CO | Labour Room/Ground Floor
240 | Ambgorata Kotbhalwal PHC | Analyzers, Laboratory, Body Fluids, Electrolyte, Coulometric (Colorimeter) | Labtronics | General Lab
241 | Ambgorata Kotbhalwal PHC | Cutters, Syringe/Needle (Syringe cutter) | Lifestar | General WARD
242 | Ambgorata Kotbhalwal PHC | Refrigerators, Ice Lined-70L ( 70L ILR ) | Haier | MCH section
243 | Ambgorata Kotbhalwal PHC | Aspirators (Suction Machine) | Atmos | CASUALTY - GROUND FLOOR
244 | Ambgorata Kotbhalwal PHC | Cutters, Syringe/Needle (Syringe cutter) | Microsil | Casualty
245 | Ambgorata Kotbhalwal PHC | Cutters, Syringe/Needle (Syringe cutter) | Microsil | Casualty
246 | Ambgorata Kotbhalwal PHC | Sterilizing Units(Instrument Sterilizer) | NA | Labour Room
247 | Ambgorata Kotbhalwal PHC | Oxygen Concentrators (Oxygen Concentrator) | Longfian Scitech Co. Ltd | LABOUR ROOM/GROUND FLOOR
248 | Ambgorata Kotbhalwal PHC | Sphygmomanometers, Electronic (Electronic BP Machine) | Omron healthcare Europe | Store
249 | Ambgorata Kotbhalwal PHC | Sphygmomanometers, Aneriod(Aneroid BP Machine) | Vital | OPD
250 | Ambgorata Kotbhalwal PHC | Nebulizers, Nonheated (Nebulizer) | Entero Healthcare Solution | Casualty/Ground Floor
251 | Ambgorata Kotbhalwal PHC | Sterilizing Units(Instrument Sterilizer) | NA | Labour Room
252 | Ambgorata Kotbhalwal PHC | Scales, Patient, Floor, Adult,Digital(Digital Weighing Machine | Doctor Beliram and sons | MCH section
253 | Ambgorata Kotbhalwal PHC | Microscopes, Light, Laboratory (Binocular Microscope) | Ajay optik India | General Lab
254 | Ambgorata Kotbhalwal PHC | Sphygmomanometers, Electronic (Electronic BP Machine) | NA | OPD
255 | Ambgorata Kotbhalwal PHC | Sterilizing Units(Instrument Sterilizer) | NA | Casualty/1st Floor
256 | Ambgorata Kotbhalwal PHC | Scales, Adult, Floor,Mechanical (Adult floor Mechanical Weighing machine) | Ramon Surgical Company | MCH section First Floor
257 | Ambgorata Kotbhalwal PHC | Sterilizing Units(Instrument Sterilizer) | NA | Casualty/1st Floor
258 | Ambgorata Kotbhalwal PHC | Scales, Patient, Floor, Adult,Digital(Digital Weighing Machine | NA | MCH section
259 | Ambgorata Kotbhalwal PHC | Cutters, Syringe/Needle (Syringe cutter) | Microsil | LABORATORY
260 | Ambgorata Kotbhalwal PHC | Electrocardiographs, Twelve-Channel ( 12 Channel ECG) | Nihon Khoden | CASUALITY / GROUND FLOOR
261 | Ambgorata Kotbhalwal PHC | Nebulizers, Nonheated (Nebulizer) | Nidhi Corporation | GENERAL WARD
262 | Ambgorata Kotbhalwal PHC | Chairs, Examination/Treatment, Dentistry (Dental Chair) | Suz- dent India Pvt Ltd | Dental section
263 | Ambgorata Kotbhalwal PHC | Aspirators (Suction Machine) | NA | Labour Room
264 | Ambgorata Kotbhalwal PHC | Cutters, Syringe/Needle (Syringe cutter) | NA | Dental section
265 | Ambgorata Kotbhalwal PHC | Cutters, Syringe/Needle (Syringe cutter) | NA | General Lab
266 | Ambgorata Kotbhalwal PHC | Cutters, Syringe/Needle (Syringe cutter) | Lifestar | Desssing section
267 | Ambgorata Kotbhalwal PHC | Nebulizers, Nonheated (Nebulizer) | Nidhi Corporation | General Ward
268 | Ambgorata Kotbhalwal PHC | Sterilizing Units(Instrument Sterilizer) | Atlas surgical company | Casualty
269 | Ambgorata Kotbhalwal PHC | Sterilizing Units(Instrument Sterilizer) | NA | Dental section
270 | Ambgorata Kotbhalwal PHC | Scales, Infant, Mechanical (Infant wieghing machine) | Ramon Surgical Company | Labour Room
271 | Ambgorata Kotbhalwal PHC | Sterilizing Units(Instrument Sterilizer) | NA | Casualty/Ground Floor
272 | Ambgorata Kotbhalwal PHC | Lights, Surgical, Mobile Halogen (Halogen Mobile OT Light) | NA | Labour Room
273 | Ambgorata Kotbhalwal PHC | Freezers Vaccine-280 L (280 L -Vaccine Freezer) | Vestfrost | MCH section
274 | Ambgorata Kotbhalwal PHC | Analyzers, Laboratory, Hematology, Hemoglobin (HB Analyzer) | Hemocue | Labour Room
275 | Ambgorata Kotbhalwal PHC | Phototherapy Units, Ultraviolet,CFL (CFL Infant Phototherapy) | Mediwaves inc | Labour Room
276 | Ambgorata Kotbhalwal PHC | Refrigerators, Laboratory (Lab refrigerator) | Samsung | LABORATORY
277 | Ambgorata Kotbhalwal PHC | Sterilizing Units(Instrument Sterilizer) | NA | Labour Ward
278 | Ambgorata Kotbhalwal PHC | Microscopes, Light, Laboratory (Binocular Microscope) | Radical | LAB/1ST FLOOR
279 | Ambgorata Kotbhalwal PHC | Oxygen Concentrators (Oxygen Concentrator) | Devilbiss Healthcare | Ward
280 | Ambgorata Kotbhalwal PHC | Cutters, Syringe/Needle (Syringe cutter) | Microsil | Mch
281 | Ambgorata Kotbhalwal PHC | Phototherapy Units, Ultraviolet, LED,(LED Infant Phototherapy) | AVI health care Pvt Ltd | LABOUR ROOM/GROUND FLOOR
282 | Ambgorata Kotbhalwal PHC | Refrigerators, Ice Lined-150L ( 150L ILR ) | Vestfrost | Laboratory/Ist Floor
283 | Ambgorata Kotbhalwal PHC | Scales, Patient, Floor, Adult,Digital(Digital Weighing Machine) | Meditive | MCH section First Floor
284 | Ambgorata Kotbhalwal PHC | Sphygmomanometers, Aneriod(Aneroid BP Machine) | Vital | Causality
285 | Ambgorata Kotbhalwal PHC | Sterilizing Units, Steam, Tabletop(13 Litre Table top) | NA | Labour Room
286 | Ambgorata Kotbhalwal PHC | Sphygmomanometers, Aneroid(Aneroid BP Machine) | Vital | Casualty
287 | Ambgorata Kotbhalwal PHC | Sphygmomanometers, Aneriod(Aneroid BP Machine) | Vital | GENERAL WARD
288 | Ambgorata Kotbhalwal PHC | Oxygen Concentrators (Oxygen Concentrator) | Microtek Technology | Ward
289 | Ambgorata Kotbhalwal PHC | Sphygmomanometers, Mercury (Mercury BP Machine) | Lifeline Medical Devices | OPD
290 | Ambgorata Kotbhalwal PHC | Oxygen Concentrators (Oxygen Concentrator) | MEDOXY | General Ward
291 | Ambgorata Kotbhalwal PHC | Sphygmomanometers, Mercury (Mercury BP Machine) | Namatt | Store
292 | Ambgorata Kotbhalwal PHC | Centrifuges, Tabletop (Centrifuge) | NA | General Lab
293 | Ambgorata Kotbhalwal PHC | Refrigerators, Laboratory (Lab refrigerator) | Whirlpool | GEN OPD
294 | Ambgorata Kotbhalwal PHC | Refrigerators, Ice Lined-150L ( 150L ILR ) | Godrej | MCH/1st Floor
295 | Arnia , Bishnah PHC | Microscopes, Light, Laboratory (Binocular Microscope) | Quasmo | LABORTORY
296 | Arnia , Bishnah PHC | Cutters, Syringe/Needle (Syringe cutter) | Swan Environmental | OPD
297 | Arnia , Bishnah PHC | Cutters, Syringe/Needle (Syringe cutter) | Swan Environmental | OPD
298 | Arnia , Bishnah PHC | Cutters, Syringe/Needle (Syringe cutter) | Swan Environmental | OPD
299 | Arnia , Bishnah PHC | Radiographic/Fluoroscopic Systems, General-Purpose, 100mA(General X Ray - 100mA) | Siemens | X-RAY SECTION
300 | Arnia , Bishnah PHC | Radiographic Units, Dental, Extraoral (Dental X Ray) | Platinum rays | DENTAL SECTION
301 | Arnia , Bishnah PHC | Aspirators (Suction Machine) | NA | OPD
302 | Arnia , Bishnah PHC | Aspirators (Suction Machine) | NA | LABOUR ROOM
303 | Arnia , Bishnah PHC | Oxygen Concentrators (Oxygen Concentrator) | BPL | OPD
304 | Arnia , Bishnah PHC | Oxygen Concentrators (Oxygen Concentrator) | LONGFIAN SCITECH CO.LTD | ground floor-store
305 | Arnia , Bishnah PHC | Oxygen Concentrators (Oxygen Concentrator) | Microtek Technology | Ground Floor - Causality Ward
306 | Arnia , Bishnah PHC | Warming Units, Patient, Radiant, Infant (Radiant Warmer) | NA | LABOUR ROOM
307 | Arnia , Bishnah PHC | Baths, Water, Laboratory (Water Bath) | Adarsh | LABORTORY
308 | Arnia , Bishnah PHC | Refrigerators, Laboratory (Lab refrigerator) | Godrej | LABORTORY
309 | Arnia , Bishnah PHC | Centrifuges, Tabletop (Centrifuge) | NA | LABORTORY
310 | Arnia , Bishnah PHC | Sphygmomanometers, Mercury (Mercury BP Machine) | Namatt | GENERAL WARD/GROUND FLOOR
311 | Arnia , Bishnah PHC | Sphygmomanometers, Mercury (Mercury BP Machine) | Ashoka | General Ward
312 | Arnia , Bishnah PHC | Scales, Infant, Mechanical (Infant wieghing machine) | Crown | LABOUR ROOM
313 | Arnia , Bishnah PHC | Analyzers, Laboratory, Body Fluids, Glucose (Glucometer) | Accusure | LABORTORY
314 | Arnia , Bishnah PHC | Scales, Adult, Floor,Mechanical (Adult floor Mechanical Weighing machine) | Crown | OPD
315 | Arnia , Bishnah PHC | Scales, Adult, Floor,Mechanical (Adult floor Mechanical Weighing machine) | Kohinoor | OPD
316 | Arnia , Bishnah PHC | Scales, Infant, Digital (Digital Infant Scale) | Equinox | OPD
317 | Arnia , Bishnah PHC | Warming Units, Patient, Radiant, Infant (Radiant Warmer) | NEOTECH | Labour Room-Labour Room
318 | Arnia , Bishnah PHC | Sphygmomanometers, Mercury (Mercury BP Machine) | Prolix | OPD
319 | Arnia , Bishnah PHC | Sphygmomanometers, Mercury (Mercury BP Machine) | Prolix | OPD
320 | Arnia , Bishnah PHC | Analyzers, Laboratory, Clinical chemistry, Manual (Semi auto analyzer) | Trivitron Health Care | Labaratory
321 | Arnia , Bishnah PHC | Electrocardiographs, Three-Channel ( 3 Channel ECG) | 3 Ray Electronics | ECG SECTIONN
322 | Arnia , Bishnah PHC | Phototherapy Units, Ultraviolet,CFL (CFL Infant Phototherapy) | NA | LABOUR ROOM
323 | Arnia , Bishnah PHC | Microscopes, Light, Laboratory (Binocular Microscope) | NA | LABORTORY
324 | Arnia , Bishnah PHC | Cutters, Syringe/Needle (Syringe cutter) | Microsil | OPD
325 | Arnia , Bishnah PHC | Cutters, Syringe/Needle (Syringe cutter) | Microsil | OPD
326 | Arnia , Bishnah PHC | Cutters, Syringe/Needle (Syringe cutter) | Microsil | OPD
327 | Arnia , Bishnah PHC | Refrigerators, Ice Lined-70L ( 70L ILR ) | Vestfrost | DENTAL SECTION
328 | Arnia , Bishnah PHC | Lights, Surgical, Mobile Halogen (Halogen Mobile OT Light) | NA | LABOUR ROOM
329 | Arnia , Bishnah PHC | Warming Units, Patient, Radiant, Infant (Radiant Warmer) | Bird meditech | LABOUR ROOM
330 | Arnia , Bishnah PHC | Analyzers, Laboratory, Body Fluids, Electrolyte, Coulometric (Colorimeter) | Life care | LABORTORY
331 | Arnia , Bishnah PHC | Chairs, Examination/Treatment, Dentistry (Dental Chair) | Confident dental equipment | DENTAL SECTION
332 | Arnia , Bishnah PHC | Oxygen Concentrators (Oxygen Concentrator) | LONGFIAN SCITECH CO.LTD | Geneal ward
333 | Arnia , Bishnah PHC | Freezers Vaccine-120 L (120L -Vaccine Freezer) | Haier | DENTAL SECTION
334 | Arnia , Bishnah PHC | Cutters, Syringe/Needle (Syringe cutter) | Microsil | OPD
335 | Arnia , Bishnah PHC | Cutters, Syringe/Needle (Syringe cutter) | Microsil | OPD
336 | Arnia , Bishnah PHC | Cutters, Syringe/Needle (Syringe cutter) | Swan Environmental | DENTAL SECTION
337 | Arnia , Bishnah PHC | Cutters, Syringe/Needle (Syringe cutter) | Life care | LABORTORY
338 | Arnia , Bishnah PHC | Scales, Adult, Floor,Mechanical (Adult floor Mechanical Weighing machine) | Crown | OPD
339 | Arnia , Bishnah PHC | Sterilizing Units, Ultraviolet ( UV Chamber) | NA | DENTAL SECTION
340 | Arnia , Bishnah PHC | Micromotor, Dental ( Dental Micromotor) | Confident dental equipment | DENTAL SECTION
341 | Arnia , Bishnah PHC | Scales, Adult, Floor,Mechanical (Adult floor Mechanical Weighing machine) | Crown | OPD
342 | Arnia , Bishnah PHC | Sterilizing Units(Instrument Sterilizer) | NA | DENTAL SECTION
343 | Arnia , Bishnah PHC | Sterilizing Units(Instrument Sterilizer) | NA | EMERGENCY
344 | Arnia , Bishnah PHC | Scalers, Dental, Ultrasonic(Ultrasonic Scaler) | NA | DENTAL SECTION
345 | Arnia , Bishnah PHC | Aspirators (Suction Machine) | NA | STORE/GROUND FLOOR
346 | Arnia , Bishnah PHC | Sphygmomanometers, Mercury (Mercury BP Machine) | Namatt | Genral ward
347 | Arnia , Bishnah PHC | Sterilizing Units, Steam (Autoclave Vertical) | NA | STORE/GROUND FLOOR
348 | Arnia , Bishnah PHC | Sphygmomanometers, Mercury (Mercury BP Machine) | Namatt | GENERAL WARD/GROUND FLOOR
349 | Arnia , Bishnah PHC | Refrigerators, Ice Lined-150L ( 150L ILR ) | Vestfrost | Ground Floor - Immunization
350 | Arnia , Bishnah PHC | Refrigerators, Ice Lined-150L ( 150L ILR ) | Vestfrost | General Ward
351 | Arnia , Bishnah PHC | Refrigerators, Ice Lined-150L ( 150L ILR ) | Godrej | Ground Floor- MCH
352 | Arnia , Bishnah PHC | Chairs, Examination/Treatment, Dentistry (Dental Chair) | Suz- dent India Pvt Ltd | DENTAL SECTION
353 | Arnia , Bishnah PHC | Sphygmomanometers, Mercury (Mercury BP Machine) | Namatt | GENERAL WARD/GROUND FLOOR
354 | Arnia , Bishnah PHC | Oxygen Concentrators (Oxygen Concentrator) | LONGFIAN SCITECH CO.LTD | ground floor-store
355 | Arnia , Bishnah PHC | Cutters, Syringe/Needle (Syringe cutter) | Swan Environmental | STORE/GROUND FLOOR
356 | Arnia , Bishnah PHC | Cutters, Syringe/Needle (Syringe cutter) | Microsil | LABORTORY
357 | Arnia , Bishnah PHC | Cutters, Syringe/Needle (Syringe cutter) | Microsil | EMERGENCY
358 | Arnia , Bishnah PHC | Sphygmomanometers, Mercury (Mercury BP Machine) | Crystal Care | GENERAL WARD/GROUND FLOOR
359 | Badyal Brahmana RS Pura PHC | Oxygen Concentrators (Oxygen Concentrator) | BPL | LABOUR ROOM
360 | Badyal Brahmana RS Pura PHC | Aspirators (Suction Machine) | K life | OPD
361 | Badyal Brahmana RS Pura PHC | Aspirators (Suction Machine) | NA | OPD
362 | Badyal Brahmana RS Pura PHC | Aspirators (Suction Machine) | NA | Shift-R.S.Poora CHC-OT
363 | Badyal Brahmana RS Pura PHC | Microscopes, Light, Laboratory (Binocular Microscope) | Quasmo | LAB
364 | Badyal Brahmana RS Pura PHC | Lights, Surgical, Mobile Halogen (Halogen Mobile OT Light) | NA | LABOUR ROOM
365 | Badyal Brahmana RS Pura PHC | Microscopes, Light, Laboratory (Binocular Microscope) | Olympus India Pvt Ltd | LAB
366 | Badyal Brahmana RS Pura PHC | Refrigerators, Ice Lined-70L ( 70L ILR ) | Haier | IMMUNIZATION
367 | Badyal Brahmana RS Pura PHC | Freezers Vaccine-120 L (120L -Vaccine Freezer) | Haier | IMMUNIZATION
368 | Badyal Brahmana RS Pura PHC | Centrifuges, Tabletop (Centrifuge) | NA | LAB
369 | Badyal Brahmana RS Pura PHC | Sphygmomanometers, Electronic (Electronic BP Machine) | Morepen lab. Ltd | GENERAL WARD
370 | Badyal Brahmana RS Pura PHC | Scales, Infant, Mechanical (Infant wieghing machine) | NA | LABOUR ROOM
371 | Badyal Brahmana RS Pura PHC | Sterilizing Units(Instrument Sterilizer) | Atlas surgical company | EMERGENCY
372 | Badyal Brahmana RS Pura PHC | Radiographic/Fluoroscopic Systems, General-Purpose -300 mA (General X Ray - 300mA) | Allengers | RADIOLOGY
373 | Badyal Brahmana RS Pura PHC | Sterilizing Units, Steam (Autoclave Vertical) | SSC | OPD
374 | Badyal Brahmana RS Pura PHC | Sphygmomanometers, Aneroid(Aneroid BP Machine) | Longlife | MO OFFICE
375 | Badyal Brahmana RS Pura PHC | Refrigerators, Ice Lined-70L ( 70L ILR ) | Vestfrost | COLD CHAIN/IMMUNISATION
376 | Badyal Brahmana RS Pura PHC | Cutters, Syringe/Needle (Syringe cutter) | NA | LAB
377 | Badyal Brahmana RS Pura PHC | Fetal Heart Detectors, Ultrasonic (Fetal doppler) | Shenzhen Bestman Instrument Co | GENERAL WARD
378 | Badyal Brahmana RS Pura PHC | Microscopes, Light, Laboratory (Binocular Microscope) | Quasmo | LAB
379 | Badyal Brahmana RS Pura PHC | Sterilizing Units(Instrument Sterilizer) | NA | DENTAL
380 | Badyal Brahmana RS Pura PHC | Lights, Examination, Halogen(Examination Light) | NA | LABOUR ROOM
381 | Badyal Brahmana RS Pura PHC | Microscopes, Light, Laboratory (Binocular Microscope) | Olympus India Pvt Ltd | LAB
382 | Badyal Brahmana RS Pura PHC | Microscopes, Light, Laboratory (Binocular Microscope) | NA | LAB
383 | Badyal Brahmana RS Pura PHC | Microscopes, Light, Laboratory, Monocular(Monocular Microscope) | Labomed | LAB
384 | Badyal Brahmana RS Pura PHC | Chairs, Examination/Treatment, Dentistry (Dental Chair) | Suz- dent India Pvt Ltd | DENTAL
385 | Badyal Brahmana RS Pura PHC | Sterilizing Units(Instrument Sterilizer) | NA | OPD
386 | Badyal Brahmana RS Pura PHC | Sphygmomanometers, Mercury (Mercury BP Machine) | Namatt | Labour room
387 | Badyal Brahmana RS Pura PHC | Oxygen Concentrators (Oxygen Concentrator) | MEDOXY | WARD
388 | Badyal Brahmana RS Pura PHC | Nebulizers, Nonheated (Nebulizer) | Swan Environmental | EMERGENCY
389 | Badyal Brahmana RS Pura PHC | Oxygen Concentrators (Oxygen Concentrator) | Devilbiss Healthcare | WARD
390 | Badyal Brahmana RS Pura PHC | Oxygen Concentrators (Oxygen Concentrator) | Microtek Technology | Ward
391 | Badyal Brahmana RS Pura PHC | Fetal Heart Detectors, Ultrasonic (Fetal doppler) | Shenzhen Bestman Instrument Co | GENERAL WARD
392 | Badyal Brahmana RS Pura PHC | Cutters, Syringe/Needle (Syringe cutter) | Microsil | EMERGENCY
393 | Bhalwal Brahmana PHC | Scales, Adult, Floor,Mechanical (Adult floor Mechanical Weighing machine) | Smart Care | FAMILY WELFARE
394 | Bhalwal Brahmana PHC | Scales, Adult, Floor,Mechanical (Adult floor Mechanical Weighing machine) | Prestige | OPD
395 | Bhalwal Brahmana PHC | Analyzers, Laboratory, Body Fluids, Glucose (Glucometer) | Roche | FAMILY WELFARE
396 | Bhalwal Brahmana PHC | Analyzers, Laboratory, Body Fluids, Glucose (Glucometer) | Morepen lab. Ltd | FAMILY WELFARE
397 | Bhalwal Brahmana PHC | Sphygmomanometers, Aneriod(Aneroid BP Machine) | NA | OPD
398 | Bhalwal Brahmana PHC | Sphygmomanometers, Mercury (Mercury BP Machine) | NA | OPD
399 | Bhalwal Brahmana PHC | Analyzers, Laboratory, Hematology, Hemoglobin (HB Analyzer) | NA | OPD
400 | Bhalwal Brahmana PHC | Scales, Infant, Mechanical (Infant wieghing machine) | NA | OPD
401 | Bhalwal Brahmana PHC | Cutters, Syringe/Needle (Syringe cutter) | Microsil | FAMILY WELFARE
402 | Bhalwal Brahmana PHC | Cutters, Syringe/Needle (Syringe cutter) | Microsil | FAMILY WELFARE
403 | Bhalwal Brahmana PHC | Cutters, Syringe/Needle (Syringe cutter) | Microsil | FAMILY WELFARE
404 | Bhalwal Brahmana PHC | Cutters, Syringe/Needle (Syringe cutter) | Microsil | FAMILY WELFARE
405 | Bhalwal Brahmana PHC | Sphygmomanometers, Mercury (Mercury BP Machine) | Pagoda | OPD
406 | Bhalwal Brahmana PHC | Sterilizing Units(Instrument Sterilizer) | NA | Ground Floor -General Ward
407 | Bhalwal Brahmana PHC | Scales, Adult, Floor,Mechanical (Adult floor Mechanical Weighing machine) | Crown | FAMILY WELFARE
408 | Bhalwal Brahmana PHC | Sphygmomanometers, Mercury (Mercury BP Machine) | NA | OPD
409 | Bharore PHC | Sphygmomanometers, Mercury (Mercury BP Machine) | NA | OPD
410 | Bharore PHC | Refrigerators, Ice Lined-70L ( 70L ILR ) | Haier | IMMUNIZATION SECTION
411 | Bharore PHC | Freezers Vaccine-120 L (120L -Vaccine Freezer) | Haier | IMMUNIZATION SECTION
412 | Bhourcamp, Sohanjana PHC | Warming Units, Patient, Radiant, Infant (Radiant Warmer) | Neotech Medical pvt.ltd | Delivery room
413 | Bhourcamp, Sohanjana PHC | Cutters, Syringe/Needle (Syringe cutter) | Microsil | MCH SECTION
414 | Bhourcamp, Sohanjana PHC | Sphygmomanometers, Electronic (Electronic BP Machine) | Accusure | MCH SECTION
415 | Bhourcamp, Sohanjana PHC | Sterilizing Units(Instrument Sterilizer) | NA | Store
416 | Bhourcamp, Sohanjana PHC | Oxygen Concentrators (Oxygen Concentrator) | Microtek | LABOUR ROOM-Ground Floor
417 | Bhourcamp, Sohanjana PHC | Phototherapy Units, Ultraviolet, LED,(LED Infant Phototherapy) | AVIHEALTH CARE PVT LTD | STORE ROOM, 1ST FLOOR
418 | Bhourcamp, Sohanjana PHC | Phototherapy Units, Ultraviolet, LED,(LED Infant Phototherapy) | AVIHEALTH CARE PVT LTD | STORE ROOM, 1ST FLOOR
419 | Bhourcamp, Sohanjana PHC | Cutters, Syringe/Needle (Syringe cutter) | Microsil | WARD 1
420 | Bhourcamp, Sohanjana PHC | Cutters, Syringe/Needle (Syringe cutter) | Microsil | STORE ROOM, 1ST FLOOR
421 | Bhourcamp, Sohanjana PHC | Cutters, Syringe/Needle (Syringe cutter) | Microsil | STORE ROOM, 1ST FLOOR
422 | Bhourcamp, Sohanjana PHC | Cutters, Syringe/Needle (Syringe cutter) | Microsil | STORE ROOM, 1ST FLOOR
423 | Bhourcamp, Sohanjana PHC | Oxygen Concentrators (Oxygen Concentrator) | SSMED | STORE ROOM, 1ST FLOOR
424 | Bhourcamp, Sohanjana PHC | Nebulizers, Nonheated (Nebulizer) | Nidek Medical India | GEN WARD
425 | Bhourcamp, Sohanjana PHC | Nebulizers, Nonheated (Nebulizer) | NA | OPD
426 | Bhourcamp, Sohanjana PHC | Sphygmomanometers, Mercury (Mercury BP Machine) | NA | OPD
427 | Bhourcamp, Sohanjana PHC | Warming Units, Patient, Radiant, Infant (Radiant Warmer) | Neotech Medical pvt.ltd | Delivery room
428 | Bhourcamp, Sohanjana PHC | Nebulizers, Nonheated (Nebulizer) | Entero Healthcare Solution | WARD/GROUND FLOOR
429 | Bhourcamp, Sohanjana PHC | Oxygen Concentrators (Oxygen Concentrator) | Equinox | NA
430 | Bhourcamp, Sohanjana PHC | Phototherapy Units, Ultraviolet, LED,(LED Infant Phototherapy) | AVI health care Pvt Ltd | Delivery room
431 | Bhourcamp, Sohanjana PHC | Microscopes, Light, Laboratory (Binocular Microscope) | Ajay optik India | LAB SECTION
432 | Bhourcamp, Sohanjana PHC | Microscopes, Light, Laboratory (Binocular Microscope) | NA | OPD
433 | Bhourcamp, Sohanjana PHC | Sterilizing Units(Instrument Sterilizer) | NA | Store - Store
434 | Bhourcamp, Sohanjana PHC | Sterilizing Units(Instrument Sterilizer) | NA | LABOUR ROOM
435 | Bhourcamp, Sohanjana PHC | Sterilizing Units(Instrument Sterilizer) | Max Life | LABOUR ROOM
436 | Bhourcamp, Sohanjana PHC | Sterilizing Units(Instrument Sterilizer) | Atlas surgical company | OPD
437 | Bhourcamp, Sohanjana PHC | Sterilizing Units(Instrument Sterilizer) | NA | OPD
438 | Bhourcamp, Sohanjana PHC | Chairs, Examination/Treatment, Dentistry (Dental Chair) | Trisco | DENTAL SECTION
439 | Bhourcamp, Sohanjana PHC | Sterilizing Units(Instrument Sterilizer) | NA | LABOUR ROOM
440 | Bhourcamp, Sohanjana PHC | Sterilizing Units(Instrument Sterilizer) | NA | OPD
441 | Bhourcamp, Sohanjana PHC | Scales, Patient, Floor, Adult,Digital(Digital Weighing Machine | Equal | OPD
442 | Bhourcamp, Sohanjana PHC | Cutters, Syringe/Needle (Syringe cutter) | NA | OPD
443 | Bhourcamp, Sohanjana PHC | Cutters, Syringe/Needle (Syringe cutter) | Microsil | OPD
444 | Bhourcamp, Sohanjana PHC | Cutters, Syringe/Needle (Syringe cutter) | NA | LAB SECTION
445 | Bhourcamp, Sohanjana PHC | Cutters, Syringe/Needle (Syringe cutter) | Microsil | DENTAL GROUND FLOOR
446 | Bhourcamp, Sohanjana PHC | Sphygmomanometers, Aneriod(Aneroid BP Machine) | Elkometer | OPD
447 | Bhourcamp, Sohanjana PHC | Scales, Infant, Mechanical (Infant wieghing machine) | Kohinoor | LABOUR ROOM
448 | Bhourcamp, Sohanjana PHC | Sphygmomanometers, Aneriod(Aneroid BP Machine) | Elkometer | OPD
449 | Bhourcamp, Sohanjana PHC | Sphygmomanometers, Aneriod(Aneroid BP Machine) | Vital | 1St Floor - General Ward
450 | Bhourcamp, Sohanjana PHC | Sphygmomanometers, Mercury (Mercury BP Machine) | NA | OPD
451 | Bhourcamp, Sohanjana PHC | Microscopes, Light, Laboratory (Binocular Microscope) | Ajay optik India | LABORATORY
452 | Bhourcamp, Sohanjana PHC | Analyzers, Laboratory, Body Fluids, Electrolyte, Coulometric (Colorimeter) | kamineni life sciences | LAB
453 | Bhourcamp, Sohanjana PHC | Radiographic Units, Mobile(Mobile X Ray -100 mA) | Allengers | RADIOLOGY
454 | Bhourcamp, Sohanjana PHC | Aspirators (Suction Machine) | Anand surgical industries | LABOUR ROOM
455 | Bhourcamp, Sohanjana PHC | Phototherapy Units, Ultraviolet, LED,(LED Infant Phototherapy) | AVI health care Pvt Ltd | Delivery room
456 | Bhourcamp, Sohanjana PHC | Oxygen Concentrators (Oxygen Concentrator) | Devilbiss Healthcare | WARD/GROUND FLOOR
457 | Bhourcamp, Sohanjana PHC | Infusion Pumps, Syringe (Syringe Pump) | Riransa Inc. Heath care P.ltd | Delivery room
458 | Bhourcamp, Sohanjana PHC | Incubators, Test Tube (Lab Incubator) | Coslab India | LAB SECTION
459 | Bhourcamp, Sohanjana PHC | Refrigerators, Laboratory (Lab refrigerator) | Whirlpool | LAB SECTION
460 | Bhourcamp, Sohanjana PHC | Refrigerators, Ice Lined-70L ( 70L ILR ) | Haier | MCH SECTION
461 | Bhourcamp, Sohanjana PHC | Oximeters, Pulse, tabletop(Tabletop Pulse Oximeter) | BISTOS | General Ward
462 | Bhourcamp, Sohanjana PHC | Freezers Vaccine-120 L (120L -Vaccine Freezer) | Vestfrost | MCH SECTION
463 | Bhourcamp, Sohanjana PHC | Centrifuges, Tabletop (Centrifuge) | Alpha technologies | LAB
464 | Bhourcamp, Sohanjana PHC | Centrifuges, Tabletop (Centrifuge) | NA | LAB SECTION
465 | Bhourcamp, Sohanjana PHC | Sphygmomanometers, Mercury (Mercury BP Machine) | NA | OPD
466 | Bhourcamp, Sohanjana PHC | Sphygmomanometers, Mercury (Mercury BP Machine) | NA | OPD
467 | Bhourcamp, Sohanjana PHC | Oximeters, Pulse, tabletop(Tabletop Pulse Oximeter) | BISTOS | General Ward
468 | Bhourcamp, Sohanjana PHC | Cutters, Syringe/Needle (Syringe cutter) | NA | MCCH Section
469 | Bhourcamp, Sohanjana PHC | Cutters, Syringe/Needle (Syringe cutter) | NA | LAB SECTION
470 | Bhourcamp, Sohanjana PHC | Cutters, Syringe/Needle (Syringe cutter) | NA | OPD
471 | Bhourcamp, Sohanjana PHC | Radiographic Units, Dental, Extraoral (Dental X Ray) | Technomac | DENTAL SECTION/ GROUND FLOOR
472 | Bhourcamp, Sohanjana PHC | Oxygen Concentrators (Oxygen Concentrator) | SSMED | STORE ROOM, 1ST FLOOR
473 | Bhourcamp, Sohanjana PHC | Phototherapy Units, Ultraviolet, LED,(LED Infant Phototherapy) | AVIHEALTH CARE PVT LTD | STORE ROOM, 1ST FLOOR
474 | Bhourcamp, Sohanjana PHC | Cutters, Syringe/Needle (Syringe cutter) | Life care | STORE ROOM, 1ST FLOOR
475 | Bhourcamp, Sohanjana PHC | Cutters, Syringe/Needle (Syringe cutter) | Microsil | STORE ROOM, 1ST FLOOR
476 | Bhourcamp, Sohanjana PHC | Cutters, Syringe/Needle (Syringe cutter) | Microsil | Ground Floor -MCH
477 | Bhourcamp, Sohanjana PHC | Sphygmomanometers, Mercury (Mercury BP Machine) | NA | OPD
478 | Bishnah CHC | Nebulizers, Nonheated (Nebulizer) | Entero Healthcare Solution | General Ward
479 | Bishnah CHC | Nebulizers, Nonheated (Nebulizer) | Nulife | GENERAL WARD
480 | Bishnah CHC | Freezers Vaccine-120 L (120L -Vaccine Freezer) | Haier | FAMILY PLANNING SECTION
481 | Bishnah CHC | Oxygen Concentrators (Oxygen Concentrator) | LONGFIAN SCITECH CO.LTD | 2Nd Floor - General Ward
482 | Bishnah CHC | Fetal Heart Detectors, Ultrasonic (Fetal doppler) | BPL | 1st Floor- Labour Room
483 | Bishnah CHC | Warming Units, Patient, Radiant, Infant (Radiant Warmer) | Neotech Medical pvt.ltd | 1st Floor- Labour Room
484 | Bishnah CHC | Oxygen Concentrators (Oxygen Concentrator) | MEDOXY | Emergency general ward
485 | Bishnah CHC | Nebulizers, Nonheated (Nebulizer) | Entero Healthcare Solution | STORE
486 | Bishnah CHC | Nebulizers, Nonheated (Nebulizer) | Entero Healthcare Solution | STORE
487 | Bishnah CHC | Nebulizers, Nonheated (Nebulizer) | Entero Healthcare Solution | STORE
488 | Bishnah CHC | Nebulizers, Nonheated (Nebulizer) | Entero Healthcare Solution | EMERGENCY WARD
489 | Bishnah CHC | Nebulizers, Nonheated (Nebulizer) | Entero Healthcare Solution | STORE
490 | Bishnah CHC | Microscopes, Light, Laboratory (Binocular Microscope) | Quasmo | BLOOD STORAGE UNIT/2ND FLOOR
491 | Bishnah CHC | Oxygen Concentrators (Oxygen Concentrator) | MEDOXY | General ward
492 | Bishnah CHC | Oxygen Concentrators (Oxygen Concentrator) | MEDOXY | General ward
493 | Bishnah CHC | Oxygen Concentrators (Oxygen Concentrator) | Microtek Technology | Emergency WardEme
494 | Bishnah CHC | Ventilator Intensive care ( PM CARE ) | Bharat Electronics Ltd. | 1ST Floor-OT
495 | Bishnah CHC | Nebulizers, Nonheated (Nebulizer) | Coronation | EMERGENCY WARD
496 | Bishnah CHC | Oxygen Concentrators (Oxygen Concentrator) | MEDOXY | Ward
497 | Bishnah CHC | Nebulizers, Nonheated (Nebulizer) | Entero Healthcare Solution | STORE
498 | Bishnah CHC | Nebulizers, Nonheated (Nebulizer) | Entero Healthcare Solution | STORE
499 | Bishnah CHC | Nebulizers, Nonheated (Nebulizer) | Entero Healthcare Solution | General ward
500 | Bishnah CHC | Sphygmomanometers, Mercury (Mercury BP Machine) | Namatt | NA
501 | Bishnah CHC | Oxygen Concentrators (Oxygen Concentrator) | MEDOXY | 2Nd Floor - General Ward
502 | Bishnah CHC | Oxygen Concentrators (Oxygen Concentrator) | MEDOXY | General ward
503 | Bishnah CHC | Oxygen Concentrators (Oxygen Concentrator) | MEDOXY | General ward
504 | Bishnah CHC | Ventilator Intensive care ( PM CARE ) | Bharat Electronics Ltd | 1ST Floor-OT
505 | Bishnah CHC | Electrosurgical Units (Cautery Machine) | Xceilance medical technology | OT complex
506 | Bishnah CHC | Ventilator Intensive care ( PM CARE ) | Bharat Electronics Ltd. | 1ST Floor-OT
507 | Bishnah CHC | Oxygen Concentrators (Oxygen Concentrator) | MEDOXY | General ward
508 | Bishnah CHC | Oxygen Concentrators (Oxygen Concentrator) | MEDOXY | General ward
509 | Bishnah CHC | Oxygen Concentrators (Oxygen Concentrator) | MEDOXY | General ward
510 | Bishnah CHC | Electrosurgical Units (Cautery Machine) | Xceilance medical technology | OT
511 | Bishnah CHC | Sphygmomanometers, Mercury (Mercury BP Machine) | NA | GENERAL WARD
512 | Bishnah CHC | Oxygen Concentrators (Oxygen Concentrator) | Microtek Technology | Emergency general ward
513 | Bishnah CHC | Refrigerators, Ice Lined-70L ( 70L ILR ) | Haier | General Ward
514 | Bishnah CHC | Refrigerators, Blood Bank (Blood bank Refrigerator) | Rajendra Electrical | BLOOD STORAGE UNIT/2ND FLOOR
515 | Bishnah CHC | Oxygen Concentrators (Oxygen Concentrator) | MEDOXY | 2Nd Floor - General Ward
516 | Bishnah CHC | Fetal Heart Detectors, Ultrasonic (Fetal doppler) | BPL | 1st Floor- Labour Room
517 | Bishnah CHC | Oxygen Concentrators (Oxygen Concentrator) | MEDOXY | Emergency general ward
518 | Bishnah CHC | Lights, Surgical - 1 Dome - LED(1 Dome LED Surgical OT Light) | Cognate India | MINOR OT
519 | Bishnah CHC | Retinoscopes (Retinoscope) | Heine | EYE OPD/GROUND FLOOR
520 | Bishnah CHC | Centrifuges, Tabletop (Centrifuge) | Laby Instruments | BLOOD STORAGE UNIT/2ND FLOOR
521 | Bishnah CHC | Oxygen Concentrators (Oxygen Concentrator) | MEDOXY | Emergency ward
522 | Bishnah CHC | Oxygen Concentrators (Oxygen Concentrator) | Microtek Technology | Emergency general ward
523 | Bishnah CHC | Sterilizing Units(Instrument Sterilizer) | NA | LABOUR ROOM
524 | Bishnah CHC | Oxygen Concentrators (Oxygen Concentrator) | Longfian Scitech Co. Ltd | 2Nd Floor - General Ward
525 | Bishnah CHC | Oxygen Concentrators (Oxygen Concentrator) | MEDOXY | General ward
526 | Bishnah CHC | Oxygen Concentrators (Oxygen Concentrator) | MEDOXY | 2Nd Floor - General Ward
527 | Bishnah CHC | Incubators, Test Tube (Lab Incubator) | Microsil | BLOOD STORAGE UNIT/2ND FLOOR
528 | Bishnah CHC | Oxygen Concentrators (Oxygen Concentrator) | MEDOXY | General ward
529 | Bishnah CHC | Oxygen Concentrators (Oxygen Concentrator) | MEDOXY | General ward
530 | Bishnah CHC | Oxygen Concentrators (Oxygen Concentrator) | MEDOXY | General ward
531 | Bishnah CHC | Oxygen Concentrators (Oxygen Concentrator) | MEDOXY | General ward
532 | Bishnah CHC | Sphygmomanometers, Mercury (Mercury BP Machine) | Prolix supreme surgico | GENERAL WARD
533 | Bishnah CHC | Warming Units, Patient, Radiant, Infant (Radiant Warmer) | Neotech Medical pvt.ltd | OT complex
534 | Bishnah CHC | Cutters, Syringe/Needle (Syringe cutter) | Swan | Ward
535 | Bishnah CHC | Ophthalmometers (Keratometer) | NA | EYE OPD/GROUND FLOOR
536 | Bishnah CHC | Sterilizing Units(Instrument Sterilizer) | NA | EMERGENCY/GROUND FLOOR
537 | Bishnah CHC | Radiographic/Fluoroscopic Systems, General-Purpose -300 mA (General X Ray - 300mA) | Adonis Medical System Pvt Ltd | RADIOLOGY
538 | Bishnah CHC | Monitoring Systems, Physiologic with 5 Parameters (5 Para Patient Monitor) | Contec Medical System | OT
539 | Bishnah CHC | Sterilizing Units, Steam,Horizontal (Autoclave Horizontal) | NA | OT
540 | Bishnah CHC | Sterilizing Units(Instrument Sterilizer) | Geeta Industries | 1st Floor- Labour Room
541 | Bishnah CHC | Analyzers, Laboratory, Clinical chemistry, Manual (Semi auto analyzer) | Micro lab | LAB/GROUND FLOOR
542 | Bishnah CHC | Insufflator Laproscopic( Endoflator) | Divine Meditech pvt ltd | OT
543 | Bishnah CHC | Sterilizing Units(Instrument Sterilizer) | NA | OT
544 | Bishnah CHC | Phototherapy Units, Ultraviolet, LED,(LED Infant Phototherapy) | AVI health care Pvt Ltd | 1st Floor- Labour Room
545 | Bishnah CHC | Ovens, Drying (Hot Air Oven) | Microsil | BLOOD STORAGE UNIT/2ND FLOOR
546 | Bishnah CHC | Microscopes, Light, Laboratory (Binocular Microscope) | Ajay optik India | LABOURATORY
547 | Bishnah CHC | Anesthesia Units, Boyles (Boyles Apparatus) | Boc India Ltd | OT
548 | Bishnah CHC | Sterilizing Units(Instrument Sterilizer) | NA | OT
549 | Bishnah CHC | Sphygmomanometers, Aneroid(Aneroid BP Machine) | Niscomed | 1st Floor- Labour Room
550 | Bishnah CHC | Anesthesia Units Work Station (Anesthesia work station) | Avasarala technologies ltd | OT complex
551 | Bishnah CHC | Tables, Operating Electrical (OT Table Electrical) | Staan biomedical engineering p | OT complex
552 | Bishnah CHC | Phototherapy Units, Ultraviolet, LED,(LED Infant Phototherapy) | AVI Healthcare Pvt Ltd | OT
553 | Bishnah CHC | Scales, Adult, Floor,Mechanical (Adult floor Mechanical Weighing machine) | Crown | DOTS SECTION
554 | Bishnah CHC | Scanning Systems, Ultrasonic, Ophthalmic (A Scan Machine) | Biomedix | Eye OPD Ground Floor)
555 | Bishnah CHC | Tables, Operating Hydraulic (OT Table Hydraulic) | GALAXY INDIA | OT
556 | Bishnah CHC | Slit Lamps (Slit Lamp) | Guardian opline inc | EYE OPD/GROUND FLOOR
557 | Bishnah CHC | Scales, Infant(Infant wieghing machine) | Ramon Surgical Co. | 1st Floor- Labour Room
558 | Bishnah CHC | Sphygmomanometers, Mercury (Mercury BP Machine) | Gold supreme | NA
559 | Bishnah CHC | Microscopes, Light, Operating (Operating Microscope) | NA | OT
560 | Bishnah CHC | Sterilizing Units(Instrument Sterilizer) | NA | Dental Section
561 | Bishnah CHC | Scales, Infant, Mechanical (Infant wieghing machine) | Braun | 1st Floor- Labour Room
562 | Bishnah CHC | Microscopes, Light, Laboratory (Binocular Microscope) | Magnus Opto Systems India Pvt.Ltd | LABORATORY
563 | Bishnah CHC | Sphygmomanometers, Mercury (Mercury BP Machine) | Prolix supreme surgico | GENERAL WARD
564 | Bishnah CHC | Cutters, Syringe/Needle (Syringe cutter) | Microsil | LABOUR ROOM
565 | Bishnah CHC | Cutters, Syringe/Needle (Syringe cutter) | NA | EMERGENCY WARD
566 | Bishnah CHC | Cutters, Syringe/Needle (Syringe cutter) | Microsil | Dental Section
567 | Bishnah CHC | Sterilizing Units(Instrument Sterilizer) | NA | LABOUR ROOM
568 | Bishnah CHC | Tables, Operating Hydraulic (OT Table Hydraulic) | Surgicoin | OT
569 | Bishnah CHC | Nebulizers, Nonheated (Nebulizer) | Entero Healthcare Solution | EMERGENCY WARD
570 | Bishnah CHC | Ventilator Intensive care ( PM CARE ) | Bharat Electronics Ltd | 1ST Floor-OT
571 | Bishnah CHC | Sphygmomanometers, Aneriod(Aneroid BP Machine) | Bio-plus | General ward
572 | Bishnah CHC | Nebulizers, Nonheated (Nebulizer) | Entero Healthcare Solution | EMERGENCY WARD
573 | Bishnah CHC | Sphygmomanometers, Aneriod(Aneroid BP Machine) | Bio-plus | GYANE
574 | Bishnah CHC | Monitoring Systems, Physiologic with 5 Parameters (5 Para Patient Monitor) | Contec | Emergency
575 | Bishnah CHC | Scales, Adult, Floor,Mechanical (Adult floor Mechanical Weighing machine) | Entero Healthcare Solution | MCH SECTION
576 | Bishnah CHC | Refrigerators, Laboratory (Lab refrigerator) | NA | 1ST Floor-OT
577 | Bishnah CHC | Ventilator Intensive care ( PM CARE ) | Bharat Electronics Pvt Ltd | CASUALITY (EMERGENCY)/Ground floor
578 | Bishnah CHC | Monitoring Systems, Physiologic with 5 Parameters (5 Para Patient Monitor) | Contec Medical system Co. Ltd. | EMERGENCY/GROUND FLOOR
579 | Bishnah CHC | Oxygen Concentrators (Oxygen Concentrator) | MEDOXY | Emergency Ward
580 | Bishnah CHC | Anesthesia Units Work Station (Anesthesia work station) | Avasarala technologies ltd | OT complex
581 | Bishnah CHC | Ventilator Intensive care ( PM CARE ) | Bharat Electronics Ltd | 1ST Floor-OT
582 | Bishnah CHC | Ventilator Intensive care ( PM CARE ) | Bharat Electronics Ltd | 1ST Floor-OT
583 | Bishnah CHC | Ventilator Intensive care ( PM CARE ) | Bharat Electronics Ltd | 1ST Floor-OT
584 | Bishnah CHC | Ventilator Intensive care ( PM CARE ) | Bharat Electronics Ltd. | 2Nd Floor - General Ward
585 | Bishnah CHC | Ventilator Intensive care ( PM CARE ) | Bharat Electronics Ltd | Ot 2nd floor
586 | Bishnah CHC | Oxygen Concentrators (Oxygen Concentrator) | MEDOXY | Ward
587 | Bishnah CHC | Oxygen Concentrators (Oxygen Concentrator) | MEDOXY | Emergency general ward
588 | Bishnah CHC | Chairs, Examination/Treatment, Dentistry (Dental Chair) | Confident dental equipment | DENTAL SECTION
589 | Bishnah CHC | Scales, Infant, Mechanical (Infant wieghing machine) | Doctor Beliram and sons | OT
590 | Bishnah CHC | Scales, Infant, Digital (Digital Infant Scale) | Equinox | LABOUR ROOM
591 | Bishnah CHC | Sterilizing Units(Instrument Sterilizer) | NA | Minor OT
592 | Bishnah CHC | Sterilizing Units(Instrument Sterilizer) | NA | Emergency Room -Ground Floor
593 | Bishnah CHC | Scanning Systems, Ultrasonic, General-Purpose ( Ultrasound Scanner ) | GE Medical System | Ultrasound section
594 | Bishnah CHC | Scanning Systems, Ultrasonic, General-Purpose ( Ultrasound Scanner ) | Toshiba | ULTRASOUND dept-Kathua-Hiranagar CHC
595 | Bishnah CHC | Analyzers, Laboratory, Urine, Semiautomated ( Semi Auto Urine Analyzer) | Siemens | Laboratory - Ground Floor
596 | Bishnah CHC | Analyzers, Laboratory, Body Fluids, Electrolyte, Coulometric (Colorimeter) | Alco | LABOURATORY
597 | Bishnah CHC | Radiographic Units, Mobile (Mobile X Ray -60 mA) | Siemens | X RAY
598 | Bishnah CHC | Radiographic Units, Mobile (Mobile X Ray -60 mA) | Allengers | RADIOLOGY
599 | Bishnah CHC | Aspirators (Suction Machine) | G.I | LABOUR ROOM
600 | Bishnah CHC | Aspirators (Suction Machine) | Anand surgical industries | LABOUR ROOM
601 | Bishnah CHC | Aspirators (Suction Machine) | NA | GENERAL WARD
602 | Bishnah CHC | Aspirators (Suction Machine) | Confident dental equipment | Dental Section
603 | Bishnah CHC | Aspirators (Suction Machine) | NA | OT
604 | Bishnah CHC | Phototherapy Units, Ultraviolet,CFL (CFL Infant Phototherapy) | Delta medical appliances | LABOUR ROOM
605 | Bishnah CHC | Monitors, Physiologic, Vital Signs ( Vital Sign Monitor) | Contec Medical System | OT
606 | Bishnah CHC | Monitoring Systems, Physiologic with 5 Parameters (5 Para Patient Monitor) | Medion health care | OT
607 | Bishnah CHC | Oxygen Concentrators (Oxygen Concentrator) | BPL | LABOUR ROOM
608 | Bishnah CHC | Oxygen Concentrators (Oxygen Concentrator) | Medequip Pvt Ltd | 1st Floor- Labour Room
609 | Bishnah CHC | Sterilizing Units(Instrument Sterilizer) | NA | EMERGENCY WARD
610 | Bishnah CHC | Oxygen Concentrators (Oxygen Concentrator) | Aspen Diagnostics Pvt Ltd | OT
611 | Bishnah CHC | Oxygen Concentrators (Oxygen Concentrator) | MEDOXY | General ward
612 | Bishnah CHC | Lights, Surgical, Mobile Halogen (Halogen Mobile OT Light) | Technomed | LABOUR ROOM
613 | Bishnah CHC | Lights, Surgical, Mobile Halogen (Halogen Mobile OT Light) | Technomed | OT
614 | Bishnah CHC | Warming Units, Patient, Radiant, Infant (Radiant Warmer) | S.S technomed | LABOUR ROOM
615 | Bishnah CHC | Warming Units, Patient, Radiant, Infant (Radiant Warmer) | NA | LABOUR ROOM
616 | Bishnah CHC | Warming Units, Patient, Radiant, Infant (Radiant Warmer) | S.S technomed | OT
617 | Bishnah CHC | Refrigerators, Ice Lined-70L ( 70L ILR ) | Haier | FAMILY PLANNING SECTION
618 | Bishnah CHC | Lights, Surgical, 2 Dome, Halogen (2 Dome Halogen OT Light) | Confident dental equipment | OT
619 | Bishnah CHC | Electrocardiographs, Three-Channel ( 3 Channel ECG) | Rapid Diagnostics | ECG DEPARTMENT
620 | Bishnah CHC | Electrocardiographs, Single-Channel ( Single Channel ECG ) | BPL | ECG DEPARTMENT
621 | Bishnah CHC | Defibrillators, External, Manual (Defibrillator) | Mediana | OT
622 | Bishnah CHC | Freezers Vaccine-120 L (120L -Vaccine Freezer) | Vestfrost | FAMILY PLANNING SECTION
623 | Bishnah CHC | Freezers Vaccine-120 L (120L -Vaccine Freezer) | Vestfrost | FAMILY PLANNING SECTION
624 | Bishnah CHC | Centrifuges, Tabletop (Centrifuge) | NA | LABOURATORY
625 | Bishnah CHC | Electrosurgical Units (Cautery Machine) | Medichem Electronics | OT
626 | Bishnah CHC | Sphygmomanometers, Mercury (Mercury BP Machine) | Gold supreme | GENERAL WARD
627 | Bishnah CHC | Sphygmomanometers, Mercury (Mercury BP Machine) | Crystal Care | GENERAL WARD
628 | Bishnah CHC | Sphygmomanometers, Mercury (Mercury BP Machine) | Diamond | MEDICINE OPD
629 | Bishnah CHC | Sphygmomanometers, Mercury (Mercury BP Machine) | Namatt | LABOUR ROOM
630 | Bishnah CHC | Sphygmomanometers, Mercury (Mercury BP Machine) | Ajay | EMERGENCY WARD
631 | Bishnah CHC | Sphygmomanometers, Mercury (Mercury BP Machine) | Diamond | MEDICINE OPD
632 | Bishnah CHC | Sphygmomanometers, Mercury (Mercury BP Machine) | MAX BP Monitors | LABOUR ROOM
633 | Bishnah CHC | Sphygmomanometers, Electronic (Electronic BP Machine) | Medigold | LABOUR ROOM
634 | Bishnah CHC | Sphygmomanometers, Aneriod(Aneroid BP Machine) | NA | GYANE
635 | Bishnah CHC | Sphygmomanometers, Aneriod(Aneroid BP Machine) | Novaphon | 1st Floor- Labour Room
636 | Bishnah CHC | Sphygmomanometers, Aneriod(Aneroid BP Machine) | NA | PHYSICIAN
637 | Bishnah CHC | Sterilizing Units, Steam, Tabletop(13 Litre Table top) | NA | Emergency
638 | Bishnah CHC | Aspirators (Suction Machine) | NA | LABOUR ROOM
639 | Bishnah CHC | Scales, Infant, Mechanical (Infant wieghing machine) | Docbel barun | OPD
640 | Bishnah CHC | Scales, Infant, Mechanical (Infant wieghing machine) | Crown | LABOUR ROOM
641 | Bishnah CHC | Sterilizing Units, Steam, Tabletop(13 Litre Table top) | Techno India | OT
642 | Bishnah CHC | Scales, Infant, Digital (Digital Infant Scale) | Equinox | OT
643 | Bishnah CHC | Oxygen Concentrators (Oxygen Concentrator) | LONGFIAN SCITECH CO.LTD | 2Nd Floor - General Ward
644 | Bishnah CHC | Oxygen Concentrators (Oxygen Concentrator) | MEDOXY | 2Nd Floor - General Ward
645 | Bishnah CHC | Lights, Surgical - 2 Dome - LED(2 Dome LED Surgical OT Light) | Surgident | OT complex
646 | Bishnah CHC | Oxygen Concentrators (Oxygen Concentrator) | MEDOXY | Emergency Ward
647 | Bishnah CHC | Sphygmomanometers, Mercury (Mercury BP Machine) | Prolix supreme surgico | GENERAL WARD
648 | Bishnah CHC | Cutters, Syringe/Needle (Syringe cutter) | NA | LABOURATORY
649 | Bishnah CHC | Oxygen Concentrators (Oxygen Concentrator) | MEDOXY | General ward
650 | Bishnah CHC | Cutters, Syringe/Needle (Syringe cutter) | Microsil | WARD
651 | Bishnah CHC | Oxygen Concentrators (Oxygen Concentrator) | MEDOXY | Emergency general ward
652 | Bishnah CHC | Oxygen Concentrators (Oxygen Concentrator) | MEDOXY | 2Nd Floor - General Ward
653 | Bishnah CHC | Scanning Systems, Ultrasonic, General-Purpose ( Ultrasound Scanner ) | GE Medical System | Ground Floor - Ultrasound Room
654 | Bishnah CHC | Sterilizing Units Glass Bead (Glass bead Sterilizer) | Unitech | Ground Floor-Dental OPD
655 | Bishnah CHC | Oxygen Concentrators (Oxygen Concentrator) | MEDOXY | General ward
656 | Bishnah CHC | Oxygen Concentrators (Oxygen Concentrator) | LONGFIAN SCITECH CO.LTD | 2Nd Floor - General Ward
657 | Bishnah CHC | Oxygen Concentrators (Oxygen Concentrator) | MEDOXY | Emergency general ward
658 | Bishnah CHC | Freezers Vaccine-280 L (280 L -Vaccine Freezer) | Vestfrost | FAMILY PLANNING SECTION
659 | Bishnah CHC | Electrocardiographs, Three-Channel ( 3 Channel ECG) | SHENZEN UNICARE ELECTRONIC | ECG SECTION
660 | Bishnah CHC | Oxygen Concentrators (Oxygen Concentrator) | Breathe well | EMERGENCY/GROUND FLOOR
661 | Bishnah CHC | Scalers, Dental, Ultrasonic(Ultrasonic Scaler) | Guilin woodpecker instruments | Dental Section
662 | Bishnah CHC | Chairs, Examination/Treatment, Dentistry (Dental Chair) | Confident dental equipment | Dental Section
663 | Bishnah CHC | Aspirators (Suction Machine) | Life X | Emergency OT
664 | Bishnah CHC | Refrigerators, Laboratory (Lab refrigerator) | Godrej | LAB/GROUND FLOOR
665 | Bishnah CHC | Refrigerators, Ice Lined-150L ( 150L ILR ) | Godrej | MCH/ IMMUNIZATION
666 | Chhiba, Dansal PHC | Warming Units, Patient, Radiant, Infant (Radiant Warmer) | NA | LABOUR ROOM-Ground Floor
667 | Chhiba, Dansal PHC | Cutters, Syringe/Needle (Syringe cutter) | Microsil | ground floor-store
668 | Chhiba, Dansal PHC | Oxygen Concentrators (Oxygen Concentrator) | Devilbiss Healthcare | Ward Ground floor
669 | Chhiba, Dansal PHC | Cutters, Syringe/Needle (Syringe cutter) | Microsil | ground floor-store
670 | Chhiba, Dansal PHC | Cutters, Syringe/Needle (Syringe cutter) | Microsil | ground floor-store
671 | Chhiba, Dansal PHC | Cutters, Syringe/Needle (Syringe cutter) | Microsil | ground floor-store
672 | Chhiba, Dansal PHC | Cutters, Syringe/Needle (Syringe cutter) | Microsil | ground floor-store
673 | Chhiba, Dansal PHC | Cutters, Syringe/Needle (Syringe cutter) | Microsil | ground floor-store
674 | Chhiba, Dansal PHC | Cutters, Syringe/Needle (Syringe cutter) | Microsil | ground floor-store
675 | Chhiba, Dansal PHC | Cutters, Syringe/Needle (Syringe cutter) | Microsil | ground floor-store
676 | Chhiba, Dansal PHC | Cutters, Syringe/Needle (Syringe cutter) | Microsil | ground floor-store
677 | Chhiba, Dansal PHC | Cutters, Syringe/Needle (Syringe cutter) | Microsil | ground floor-store
678 | Chhiba, Dansal PHC | Cutters, Syringe/Needle (Syringe cutter) | Microsil | OPD
679 | Chhiba, Dansal PHC | Oxygen Concentrators (Oxygen Concentrator) | Microtek Technology | Ward Ground floor
680 | Chhiba, Dansal PHC | Sphygmomanometers, Mercury (Mercury BP Machine) | Namatt | OPD
681 | Chhiba, Dansal PHC | Refrigerators, Ice Lined-70L ( 70L ILR ) | Haier | IMMUNISATION SECTION
682 | Chhiba, Dansal PHC | Cutters, Syringe/Needle (Syringe cutter) | Microsil | ground floor-store
683 | Chhiba, Dansal PHC | Cutters, Syringe/Needle (Syringe cutter) | MCP | OPD
684 | Chhiba, Dansal PHC | Cutters, Syringe/Needle (Syringe cutter) | Microsil | ground floor-store
685 | Chhiba, Dansal PHC | Sphygmomanometers, Mercury (Mercury BP Machine) | Namatt | STORE
686 | Chhiba, Dansal PHC | Refrigerators, Laboratory (Lab refrigerator) | Whirlpool | STORE
687 | Chhiba, Dansal PHC | Sterilizing Units(Instrument Sterilizer) | Atlas surgical company | OPD
688 | Chhiba, Dansal PHC | Sterilizing Units(Instrument Sterilizer) | Atlas surgical company | DISPENSARY
689 | Chhiba, Dansal PHC | Freezers Vaccine-120 L (120L -Vaccine Freezer) | Haier | IMMUNISATION SECTION
690 | Chhiba, Dansal PHC | Sphygmomanometers, Mercury (Mercury BP Machine) | Allied medical | M U ROOM
691 | Chhiba, Dansal PHC | Sphygmomanometers, Electronic (Electronic BP Machine) | Morepen lab. Ltd | DISPENSARY
692 | Chhiba, Dansal PHC | Scales, Adult, Floor,Mechanical (Adult floor Mechanical Weighing machine) | Dolphin | M U ROOM
693 | Chhiba, Dansal PHC | Analyzers, Laboratory, Body Fluids, Glucose (Glucometer) | RMD Mediaids LTD | DISPENSARY
694 | Chhiba, Dansal PHC | Nebulizers, Nonheated (Nebulizer) | Nulife | DISPENSARY/GROUND FLOOR
695 | Chhiba, Dansal PHC | Scales, Adult, Floor,Mechanical (Adult floor Mechanical Weighing machine) | Crown | IMMUNISATION SECTION
696 | Chhiba, Dansal PHC | Cutters, Syringe/Needle (Syringe cutter) | Microsil | DISPENSARY
697 | Chhiba, Dansal PHC | Chairs, Examination/Treatment, Dentistry (Dental Chair) | NA | OPD
698 | Chhiba, Dansal PHC | Fetal Heart Detectors, Ultrasonic (Fetal doppler) | Accusure | Dispensary
699 | Chhiba, Dansal PHC | Sterilizing Units(Instrument Sterilizer) | NA | OPD
700 | Chhiba, Dansal PHC | Sterilizing Units(Instrument Sterilizer) | Atlas surgical company | DISPENSARY
701 | Chhiba, Dansal PHC | Cutters, Syringe/Needle (Syringe cutter) | Life care | OPD
702 | Chhiba, Dansal PHC | Phototherapy Units, Ultraviolet, LED,(LED Infant Phototherapy) | AVI Healthcare Pvt Ltd | LABOUR ROOM-Ground Floor
703 | Chhiba, Dansal PHC | Scales, Adult, Floor,Mechanical (Adult floor Mechanical Weighing machine) | Dolphin | STORE
704 | Chhiba, Dansal PHC | Sterilizing Units(Instrument Sterilizer) | NA | DISPENSARY
705 | Chhiba, Dansal PHC | Scales, Adult, Floor,Mechanical (Adult floor Mechanical Weighing machine) | Krups | STORE
706 | Chhiba, Dansal PHC | Scales, Adult, Floor,Mechanical (Adult floor Mechanical Weighing machine) | Prestige | STORE
707 | Chhiba, Dansal PHC | Cutters, Syringe/Needle (Syringe cutter) | Microsil | IMMUNISATION SECTION
708 | Chhiba, Dansal PHC | Sphygmomanometers, Electronic (Electronic BP Machine) | Shellcare | OPD Room
709 | Chhiba, Dansal PHC | Oxygen Concentrators (Oxygen Concentrator) | SS Medical System | LABOUR ROOM-Ground Floor
710 | Chhiba, Dansal PHC | Lights, Surgical, 1 Dome, Halogen (1 Dome Halogen OT Light) | NA | STORE
711 | Chowki Choura CHC | Ultrasound Therapy Systems, Physical Therapy (Ultrasound Therapy machine) | BTL | Physiotherapy
712 | Chowki Choura CHC | Oxygen Concentrators (Oxygen Concentrator) | MEDOXY | OBSERVATION/1ST FLOOR
713 | Chowki Choura CHC | Oxygen Concentrators (Oxygen Concentrator) | MEDOXY | VACCINE ROOM/1ST FLOOR
714 | Chowki Choura CHC | Oxygen Concentrators (Oxygen Concentrator) | MEDOXY | AEFC ROOM/1ST FLOOR
715 | Chowki Choura CHC | Oxygen Concentrators (Oxygen Concentrator) | Medicare product inc. | Emergency Ward
716 | Chowki Choura CHC | Oxygen Concentrators (Oxygen Concentrator) | MEDOXY | OBSERVATION/1ST FLOOR
717 | Chowki Choura CHC | Monitoring Systems, Physiologic with 5 Parameters (5 Para Patient Monitor) | BPL | VACCINE ROOM/1ST FLOOR
718 | Chowki Choura CHC | Aspirators (Suction Machine) | NA | Emergency Ward
719 | Chowki Choura CHC | Analyzers, Laboratory, Hematology, Hemoglobin (HB Analyzer) | Hemocue | General Lab
720 | Chowki Choura CHC | Analyzers, Laboratory, Urine, Semiautomated ( Semi Auto Urine Analyzer) | Siemens | General Lab
721 | Chowki Choura CHC | Digital Imaging Systems, Computed Radiography-Single Slot (1 Slot CR Machine) | carestream health pvt ltd | Ground Floor-Xray Room
722 | Chowki Choura CHC | Sphygmomanometers, Mercury (Mercury BP Machine) | Prolix supreme surgico | GENERAL OPD
723 | Chowki Choura CHC | Chairs, Examination/Treatment, Dentistry (Dental Chair) | Suz- dent India Pvt Ltd | Dental Section
724 | Chowki Choura CHC | Chairs, Examination/Treatment, Dentistry (Dental Chair) | Bestodent India Pvt. Ltd | Dental Sectuion/Ist Floor
725 | Chowki Choura CHC | Sterilizing Units(Instrument Sterilizer) | NA | Emergency Ward
726 | Chowki Choura CHC | Laser Imager with Single Tray ( 1 Tray Laser Imager ) | Carestream | Ground Floor-Xray Room
727 | Chowki Choura CHC | Lights, Surgical - 1 Dome - LED(1 Dome LED Surgical OT Light) | Cognate India | Ot
728 | Chowki Choura CHC | Sphygmomanometers, Mercury (Mercury BP Machine) | Prolix supreme surgico | GENERAL OPD
729 | Chowki Choura CHC | Sphygmomanometers, Mercury (Mercury BP Machine) | Namatt | Opd
730 | Chowki Choura CHC | Tables, Operating Electrical (OT Table Electrical) | Staan biomedical engineering p | OT/IST FLOOR
731 | Chowki Choura CHC | Oxygen Concentrators (Oxygen Concentrator) | MEDOXY | VACCINE ROOM/1ST FLOOR
732 | Chowki Choura CHC | Nebulizers, Nonheated (Nebulizer) | Entero Healthcare Solution | 1st Floor-Emergency Ward
733 | Chowki Choura CHC | Sterilizing Units(Instrument Sterilizer) | NA | Opd
734 | Chowki Choura CHC | Sphygmomanometers, Mercury (Mercury BP Machine) | NA | Opd
735 | Chowki Choura CHC | Sterilizing Units(Instrument Sterilizer) | Atlas surgical company | Dental Section
736 | Chowki Choura CHC | Sterilizing Units(Instrument Sterilizer) | Atlas surgical company | Labour Room
737 | Chowki Choura CHC | Microscopes, Light, Laboratory (Binocular Microscope) | Radical | General Lab
738 | Chowki Choura CHC | Radiographic/Fluoroscopic Systems, General-Purpose -300 mA (General X Ray - 300mA) | Medion health care | Ground Floor-Xray Room
739 | Chowki Choura CHC | Sterilizing Units(Instrument Sterilizer) | NA | Labour Room
740 | Chowki Choura CHC | Analyzers, Laboratory, Body Fluids, Electrolyte, Coulometric (Colorimeter) | Labtronics | General Lab
741 | Chowki Choura CHC | Scales, Patient, Floor, Adult,Digital(Digital Weighing Machine | NA | STORE/GROUND FLOOR
742 | Chowki Choura CHC | Analyzers, Laboratory, Clinical chemistry, Manual (Semi auto analyzer) | Trivitron Healthcare | LABORATORY
743 | Chowki Choura CHC | Warming Units, Patient, Radiant, Infant (Radiant Warmer) | Neotech Medical pvt.ltd | SNCU/1ST FLOOR
744 | Chowki Choura CHC | Ultraviolet Air Sterilization(UV Chamber) | Besto | Dental
745 | Chowki Choura CHC | Refrigerators, Ice Lined-150L ( 150L ILR ) | Godrej | Family and Health welfare
746 | Chowki Choura CHC | Nebulizers, Nonheated (Nebulizer) | Infinity Mediquip India | Emergency Ward
747 | Chowki Choura CHC | Cutters, Syringe/Needle (Syringe cutter) | Microsil | General Lab
748 | Chowki Choura CHC | Sphygmomanometers, Mercury (Mercury BP Machine) | Prolix supreme surgico | Opd
749 | Chowki Choura CHC | Scales, Patient, Floor, Adult,Digital(Digital Weighing Machine | NA | STORE/GROUND FLOOR
750 | Chowki Choura CHC | Radiographic Units, Mobile (Mobile X Ray -60 mA) | Allengers | Radiology
751 | Chowki Choura CHC | Centrifuges, Tabletop (Centrifuge) | NA | General Lab
752 | Chowki Choura CHC | Scales, Adult, Floor,Mechanical (Adult floor Mechanical Weighing machine) | Crown | STORE/GROUND FLOOR
753 | Chowki Choura CHC | Scales, Adult, Floor,Mechanical (Adult floor Mechanical Weighing machine) | Crown | STORE/GROUND FLOOR
754 | Chowki Choura CHC | Scales, Infant, Digital (Digital Infant Scale) | Hangzhou Tianheng Technology P | Labour Room
755 | Chowki Choura CHC | Scales, Infant, Digital (Digital Infant Scale) | Hangzhou Tianheng Technology P | Sncu
756 | Chowki Choura CHC | Ventilator Intensive care ( PM CARE ) | Skanray Healthcare | AEFC ROOM/1ST FLOOR
757 | Chowki Choura CHC | Sterilizing Units, Steam, B- Type ( B Type Autoclave ) | Confident Dental Equipment Ltd | DEIC ( DENTAL SECTION)
758 | Chowki Choura CHC | Sphygmomanometers, Mercury (Mercury BP Machine) | Diamond | Opd
759 | Chowki Choura CHC | Sphygmomanometers, Mercury (Mercury BP Machine) | Meditech Life system | STORE/GROUND FLOOR
760 | Chowki Choura CHC | Sphygmomanometers, Mercury (Mercury BP Machine) | Namatt | Opd
761 | Chowki Choura CHC | Defibrillators, External, Manual (Defibrillator) | Mediana | General Ward ground floor
762 | Chowki Choura CHC | Electrocardiographs, Three-Channel ( 3 Channel ECG) | Marks | Ecg Section
763 | Chowki Choura CHC | Electrocardiographs, Three-Channel ( 3 Channel ECG) | 3 Ray Electronics | General Ward
764 | Chowki Choura CHC | Refrigerators, Laboratory (Lab refrigerator) | LG | Opd
765 | Chowki Choura CHC | Refrigerators, Laboratory (Lab refrigerator) | Haier | STORE/GROUND FLOOR
766 | Chowki Choura CHC | Incubators, Test Tube (Lab Incubator) | NA | General Lab
767 | Chowki Choura CHC | Warming Units, Patient, Radiant, Infant (Radiant Warmer) | S.S technomed | Sncu
768 | Chowki Choura CHC | Warming Units, Patient, Radiant, Infant (Radiant Warmer) | Neotech Medical pvt.ltd | SNCU/1ST FLOOR
769 | Chowki Choura CHC | Warming Units, Patient, Radiant, Infant (Radiant Warmer) | Neotech Medical pvt.ltd | SNCU/1ST FLOOR
770 | Chowki Choura CHC | Warming Units, Patient, Radiant, Infant (Radiant Warmer) | Neotech Medical pvt.ltd | SNCU/1ST FLOOR
771 | Chowki Choura CHC | Infusion Pumps, Syringe (Syringe Pump) | Fresenius Kabi India Pvt. Ltd | General Ward ground floor
772 | Chowki Choura CHC | Lights, Surgical - 2 Dome - LED(2 Dome LED Surgical OT Light) | Cognate India | OT/IST FLOOR
773 | DTC Jammu | Microscopes, Light, Laboratory (Binocular Microscope) | Ajay optik India | LAB/GROUND FLOOR
774 | DTC Jammu | Microscopes, Light, Laboratory, Fluorescence ( Flourescence Microscope ) | Labomed | Shift-DHS Jammu
775 | DTC Jammu | Microscopes, Light, Laboratory (Binocular Microscope) | Bio-Supreme | LAB/GROUND FLOOR
776 | DTC Jammu | Scales, Adult, Floor,Mechanical (Adult floor Mechanical Weighing machine) | Crown | LAB/GROUND FLOOR
777 | DTC Jammu | Microscopes, Light, Laboratory (Binocular Microscope) | MLW Intermed Germany | LAB/GROUND FLOOR
778 | DTC Jammu | Scales, Adult, Floor,Mechanical (Adult floor Mechanical Weighing machine) | Crown | LAB/GROUND FLOOR
779 | DTC Jammu | Scales, Adult, Floor,Mechanical (Adult floor Mechanical Weighing machine) | Crown | LAB/GROUND FLOOR
780 | DTC Jammu | Microscopes, Light, Laboratory (Binocular Microscope) | MLW Intermed Germany | LAB/GROUND FLOOR
781 | DTC Jammu | Microscopes, Light, Laboratory (Binocular Microscope) | MLW Intermed Germany | LAB/GROUND FLOOR
782 | DTC Jammu | Analyzers, Polymerase Chain Reaction(PCR Machine) | Malbio | TRUNAAT LAB/GROUND FLOOR
783 | DTC Jammu | Baths, Water, Laboratory (Water Bath) | Adarsh | LAB/GROUND FLOOR
784 | DTC Jammu | Refrigerators, Laboratory (Lab refrigerator) | Samsung | LAB/GROUND FLOOR
785 | DTC Jammu | Microscopes, Light, Laboratory (Binocular Microscope) | Olympus India Pvt Ltd | LAB/GROUND FLOOR
786 | DTC Jammu | Baths, Water, Laboratory (Water Bath) | Adarsh | LAB/GROUND FLOOR
787 | DTC Jammu | Baths, Water, Laboratory (Water Bath) | Adarsh | LAB/GROUND FLOOR
788 | DTC Jammu | Baths, Water, Laboratory (Water Bath) | Adarsh | LAB/GROUND FLOOR
789 | DTC Jammu | Microscopes, Light, Laboratory (Binocular Microscope) | Radical | LAB/GROUND FLOOR
790 | DTC Jammu | Microscopes, Light, Laboratory (Binocular Microscope) | Radical | LAB/GROUND FLOOR
791 | DTC Jammu | Microscopes, Light, Laboratory (Binocular Microscope) | Labovision | LAB/GROUND FLOOR
792 | DTC Jammu | Microscopes, Light, Laboratory (Binocular Microscope) | MLW Intermed Germany | LAB/GROUND FLOOR
793 | DTC Jammu | Microscopes, Light, Laboratory (Binocular Microscope) | Radical | LAB/GROUND FLOOR
794 | DTC Jammu | Microscopes, Light, Laboratory (Binocular Microscope) | MLW Intermed Germany | SPUTUM LAB/GROUND FLOOR
795 | Dansal PHC | Scales, Infant, Mechanical (Infant wieghing machine) | Crown | LABOUR ROOM
796 | Dansal PHC | Sterilizing Units(Instrument Sterilizer) | NA | GENERAL WARD
797 | Dansal PHC | Sterilizing Units(Instrument Sterilizer) | Esteem industries | GENERAL WARD
798 | Dansal PHC | Sterilizing Units(Instrument Sterilizer) | Atlas surgical company | GENERAL WARD
799 | Dansal PHC | Sterilizing Units(Instrument Sterilizer) | JSE | GENERAL WARD
800 | Dansal PHC | Sterilizing Units(Instrument Sterilizer) | Esteem industries | GENERAL WARD
801 | Dansal PHC | Sterilizing Units(Instrument Sterilizer) | NA | CASUALITY
802 | Dansal PHC | Analyzers, Laboratory, Body Fluids, Glucose (Glucometer) | Morepen lab. Ltd | LABORATORY
803 | Dansal PHC | Analyzers, Laboratory, Body Fluids, Glucose (Glucometer) | RMD Mediaids LTD | GENERAL LAB
804 | Dansal PHC | Analyzers, Laboratory, Body Fluids, Glucose (Glucometer) | Infopia co. Ltd. | GENERAL LAB
805 | Dansal PHC | Refrigerators, Laboratory (Lab refrigerator) | Godrej | Ground Floor - Mch
806 | Dansal PHC | Chairs, Examination/Treatment, Dentistry (Dental Chair) | Suz- dent India Pvt Ltd | DENTAL SECTION
807 | Dansal PHC | Scales, Infant, Digital (Digital Infant Scale) | NA | MCH SECTION
808 | Dansal PHC | Cutters, Syringe/Needle (Syringe cutter) | Microsil | CASUALITY
809 | Dansal PHC | Scales, Patient, Floor, Adult,Digital(Digital Weighing Machine | Crown | MCH SECTION
810 | Dansal PHC | Sphygmomanometers, Mercury (Mercury BP Machine) | Meditech Life system | Store
811 | Dansal PHC | Sterilizing Units(Instrument Sterilizer) | NA | GENERAL WARD
812 | Dansal PHC | Analyzers, Laboratory, Hematology, Cell Counting, Automated, 3 Part ( 3part blood Cell Counter) | Medsource Ozone Biomedical | LABORATORY
813 | Dansal PHC | Cutters, Syringe/Needle (Syringe cutter) | Microsil | Labour Room
814 | Dansal PHC | Sterilizing Units(Instrument Sterilizer) | Atlas surgical company | GENERAL WARD
815 | Dansal PHC | Microscopes, Light, Laboratory (Binocular Microscope) | Quasmo | GENERAL LAB
816 | Dansal PHC | Sterilizing Units(Instrument Sterilizer) | NA | GENERAL WARD
817 | Dansal PHC | Sterilizing Units(Instrument Sterilizer) | Atlas surgical company | LABOUR ROOM
818 | Dansal PHC | Cutters, Syringe/Needle (Syringe cutter) | Microsil | Casualty
819 | Dansal PHC | Analyzers, Laboratory, Clinical chemistry, Manual (Semi auto analyzer) | Vector Biotech Pvt Ltd | Lab
820 | Dansal PHC | Scales, Adult, Floor,Mechanical (Adult floor Mechanical Weighing machine) | Doctor Beliram and sons | MCH SECTION
821 | Dansal PHC | Fetal Heart Detectors, Ultrasonic (Fetal doppler) | Accusure | Labour Room
822 | Dansal PHC | Sterilizing Units(Instrument Sterilizer) | NA | Labour Room
823 | Dansal PHC | Sterilizing Units(Instrument Sterilizer) | NA | GENERAL WARD
824 | Dansal PHC | Electrocardiographs, Three-Channel ( 3 Channel ECG) | SHENZEN UNICARE ELECTRONIC | EMERGENCY ROOM
825 | Dansal PHC | Microscopes, Light, Laboratory (Binocular Microscope) | Radical | GENERAL LAB
826 | Dansal PHC | Sterilizing Units(Instrument Sterilizer) | NA | GENERAL WARD
827 | Dansal PHC | Aspirators (Suction Machine) | NA | ground floor-store
828 | Dansal PHC | Sterilizing Units(Instrument Sterilizer) | NA | GENERAL WARD
829 | Dansal PHC | Microscopes, Light, Laboratory (Binocular Microscope) | Ajay optik India | ground floor-store
830 | Dansal PHC | Sterilizing Units(Instrument Sterilizer) | NA | DENTAL SECTION
831 | Dansal PHC | Phototherapy Units, Ultraviolet, LED,(LED Infant Phototherapy) | AVI health care Pvt Ltd | Labour room
832 | Dansal PHC | Oxygen Concentrators (Oxygen Concentrator) | Longfian Scitech Co. Ltd | ground floor-store
833 | Dansal PHC | Freezers Vaccine-120 L (120L -Vaccine Freezer) | Haier | SHIFT-DY CMO JAMMU
834 | Dansal PHC | Sphygmomanometers, Electronic (Electronic BP Machine) | Elite surgical industries | Ground floor
835 | Dansal PHC | Refrigerators, Ice Lined-70L ( 70L ILR ) | Haier | SHIFT-DY CMO JAMMU
836 | Dansal PHC | Oxygen Concentrators (Oxygen Concentrator) | Longfian Scitech Co. Ltd | ground floor-store
837 | Dansal PHC | Oxygen Concentrators (Oxygen Concentrator) | Microtek Technology | ground floor-store
838 | Dansal PHC | Oxygen Concentrators (Oxygen Concentrator) | Longfian Scitech Co. Ltd | ground floor-store
839 | Dansal PHC | Sphygmomanometers, Mercury (Mercury BP Machine) | NA | General opd
840 | Dansal PHC | Nebulizers, Nonheated (Nebulizer) | Handyneb | EMERGENCY ROOM
841 | Dansal PHC | Warming Units, Patient, Radiant, Infant (Radiant Warmer) | NA | Labour room
842 | Dansal PHC | Microscopes, Light, Laboratory (Binocular Microscope) | Ajay optik India | ground floor-store
843 | Dansal PHC | Ovens, Drying (Hot Air Oven) | Microsil | Laboratory - Ground Floor
844 | Dansal PHC | Sterilizing Units(Instrument Sterilizer) | NA | OT/GROUND FLOOR
845 | Dansal PHC | Sterilizing Units(Instrument Sterilizer) | NA | STORE/OT GROUND FLOOR
846 | Dansal PHC | Infusion Pumps, Syringe (Syringe Pump) | Fresenius Kabi India Pvt. Ltd | STORE/GROUND FLOOR
847 | Dansal PHC | Baths, Water, Laboratory (Water Bath) | Adarsh | GENERAL LAB
848 | Dansal PHC | Cutters, Syringe/Needle (Syringe cutter) | Microsil | GENERAL LAB
849 | Dansal PHC | Electrocardiographs, Single-Channel ( Single Channel ECG ) | RMS Medical Tech | GENERAL WARD
850 | Dansal PHC | Nebulizers, Nonheated (Nebulizer) | Entair | ground floor-store
851 | Dansal PHC | Sphygmomanometers, Mercury (Mercury BP Machine) | NA | STORE / GROUND FLOOR
852 | Dansal PHC | Aspirators (Suction Machine) | Anand medicaids Pvt. Ltd | ground floor-store
853 | Dansal PHC | Nebulizers, Nonheated (Nebulizer) | Infinity Mediquip India | MALE WARD
854 | Dansal PHC | Cutters, Syringe/Needle (Syringe cutter) | Microsil | LABOUR ROOM
855 | Dansal PHC | Cutters, Syringe/Needle (Syringe cutter) | Microsil | MALE WARD
856 | Dansal PHC | Cutters, Syringe/Needle (Syringe cutter) | Microsil | IMMUNIZATION SECTION
857 | Dansal PHC | Cutters, Syringe/Needle (Syringe cutter) | Microsil | Labour Room
858 | Dansal PHC | Cutters, Syringe/Needle (Syringe cutter) | Microsil | Store
859 | Dansal PHC | Cutters, Syringe/Needle (Syringe cutter) | Microsil | Store
860 | Dansal PHC | Cutters, Syringe/Needle (Syringe cutter) | Microsil | CASUALITY
861 | Dansal PHC | Sterilizing Units(Instrument Sterilizer) | NA | GENERAL WARD
862 | Dansal PHC | Oxygen Concentrators (Oxygen Concentrator) | Longfian Scitech Co. Ltd | WARD/GROUND FLOOR
863 | Dansal PHC | Refrigerators, Ice Lined-70L ( 70L ILR ) | Haier | SHIFT-NTPHC NAGROTA
864 | Dansal PHC | Incubators, Test Tube (Lab Incubator) | Microsil | Laboratory - Ground Floor
865 | Dansal PHC | Cutters, Syringe/Needle (Syringe cutter) | Microsil | Store
866 | Dansal PHC | Radiographic/Fluoroscopic Systems, General-Purpose -300 mA (General X Ray - 300mA) | ELPRO International Ltd | X- RAY SECTION
867 | Dansal PHC | Freezers Vaccine-120 L (120L -Vaccine Freezer) | Vestfrost | SHIFT-DY CMO JAMMU
868 | Dansal PHC | Sterilizing Units(Instrument Sterilizer) | NA | General Ward
869 | Dansal PHC | Scanning Systems, Ultrasonic, General-Purpose ( Ultrasound Scanner ) | Toshiba | WARD/GROUND FLOOR
870 | Dansal PHC | Analyzers, Laboratory, Hematology, Hemoglobin (HB Analyzer) | Hemocue | GENERAL LAB
871 | Dansal PHC | Analyzers, Laboratory, Hematology, Hemoglobin (HB Analyzer) | Hemocue | GENERAL LAB
872 | Dansal PHC | Analyzers, Laboratory, Body Fluids, Electrolyte, Coulometric (Colorimeter) | Elite Scientific Corp | GENERAL LAB
873 | Dansal PHC | Radiographic Units, Dental, Extraoral (Dental X Ray) | Platinum rays | X- RAY SECTION
874 | Dansal PHC | Aspirators (Suction Machine) | NA | LABOUR ROOM
875 | Dansal PHC | Oxygen Concentrators (Oxygen Concentrator) | Longfian Scitech Co. Ltd | WARD/GROUND FLOOR
876 | Dansal PHC | Oxygen Concentrators (Oxygen Concentrator) | Longfian Scitech Co. Ltd | ground floor-store
877 | Dansal PHC | Infusion Pumps, Syringe (Syringe Pump) | Fresenius Kabi India Pvt. Ltd | STORE/GROUND FLOOR
878 | Dansal PHC | Warming Units, Patient, Radiant, Infant (Radiant Warmer) | Bird meditech | LABOUR ROOM
879 | Dansal PHC | Incubators, Test Tube (Lab Incubator) | NA | GENERAL LAB
880 | Dansal PHC | Refrigerators, Laboratory (Lab refrigerator) | Whirlpool | GENERAL WARD
881 | Dansal PHC | Refrigerators, Laboratory (Lab refrigerator) | Whirlpool | GENERAL LAB
882 | Dansal PHC | Refrigerators, Ice Lined-70L ( 70L ILR ) | Haier | IMMUNIZATION SECTION
883 | Dansal PHC | Refrigerators, Ice Lined-200L ( 200L ILR ) | Vestfrost | IMMUNIZATION SECTION
884 | Dansal PHC | Freezers Vaccine-120 L (120L -Vaccine Freezer) | Haier | IMMUNIZATION SECTION
885 | Dansal PHC | Freezers Vaccine-120 L (120L -Vaccine Freezer) | Vestfrost | IMMUNIZATION SECTION
886 | Dansal PHC | Centrifuges, Tabletop (Centrifuge) | Remi | GENERAL LAB
887 | Dansal PHC | Sphygmomanometers, Mercury (Mercury BP Machine) | Elite | Store
888 | Dansal PHC | Sphygmomanometers, Mercury (Mercury BP Machine) | Namatt | Store
889 | Dansal PHC | Lights, Surgical, 1 Dome, Halogen (1 Dome Halogen OT Light) | NA | LABOUR ROOM
890 | Dansal PHC | Sphygmomanometers, Electronic (Electronic BP Machine) | Morepen lab. Ltd | GENERAL WARD
891 | Dansal PHC | Oxygen Concentrators (Oxygen Concentrator) | RMS Medical Tech | MALE WARD
892 | Dhanger, Pallanwala PHC | Cutters, Syringe/Needle (Syringe cutter) | Microsil | EMERGENCY WARD
893 | Dhanger, Pallanwala PHC | Cutters, Syringe/Needle (Syringe cutter) | Microsil | OPD
894 | Dhanger, Pallanwala PHC | Sterilizing Units(Instrument Sterilizer) | NA | DENTAL SECTION
895 | Dhanger, Pallanwala PHC | Sterilizing Units(Instrument Sterilizer) | NA | OPD
896 | Dhanger, Pallanwala PHC | Sterilizing Units(Instrument Sterilizer) | Atlas surgical company | OPD
897 | Dhanger, Pallanwala PHC | Sphygmomanometers, Mercury (Mercury BP Machine) | NA | OPD
898 | Dhanger, Pallanwala PHC | Microscopes, Light, Laboratory (Binocular Microscope) | Radical | GENERAL LAB
899 | Dhanger, Pallanwala PHC | Phototherapy Units, Ultraviolet,CFL (CFL Infant Phototherapy) | NA | LABOUR ROOM
900 | Dhanger, Pallanwala PHC | Freezers Vaccine-120 L (120L -Vaccine Freezer) | Haier | IMMUNIZATION SECTION
901 | Dhanger, Pallanwala PHC | Analyzers, Laboratory, Body Fluids, Electrolyte, Coulometric (Colorimeter) | NA | OPD
902 | Dhanger, Pallanwala PHC | Aspirators (Suction Machine) | NA | Pallanwala PHC
903 | Dhanger, Pallanwala PHC | Oxygen Concentrators (Oxygen Concentrator) | Aspen Diagnostics Pvt Ltd | EMERGENCY WARD
904 | Dhanger, Pallanwala PHC | Refrigerators, Ice Lined-70L ( 70L ILR ) | Haier | IMMUNIZATION SECTION
905 | Dhanger, Pallanwala PHC | Refrigerators, Ice Lined-70L ( 70L ILR ) | Haier | IMMUNIZATION SECTION
906 | Dhanger, Pallanwala PHC | Freezers Vaccine-120 L (120L -Vaccine Freezer) | Vestfrost | IMMUNIZATION SECTION
907 | Dhanger, Pallanwala PHC | Sphygmomanometers, Mercury (Mercury BP Machine) | NA | OPD
908 | Dhanger, Pallanwala PHC | Sphygmomanometers, Electronic (Electronic BP Machine) | Morepen lab. Ltd | OPD
909 | Dhanger, Pallanwala PHC | Centrifuges, Tabletop (Centrifuge) | NA | GENERAL LAB
910 | Dhanger, Pallanwala PHC | Chairs, Examination/Treatment, Dentistry (Dental Chair) | Bestodent India Pvt. Ltd | DEIC ( DENTAL SECTION)
911 | Dhanger, Pallanwala PHC | Sterilizing Units(Instrument Sterilizer) | Atlas surgical company | DENTAL SECTION
912 | Dhanger, Pallanwala PHC | Chairs, Examination/Treatment, Dentistry (Dental Chair) | NA | DENTAL SECTION
913 | Domana PHC | View Boxes, X-Ray (X ray Film viewer) | NA | AYURVEDA
914 | Domana PHC | Sterilizing Units(Instrument Sterilizer) | NA | OPD
915 | Domana PHC | Scales, Adult, Floor,Mechanical (Adult floor Mechanical Weighing machine) | Crown | OPD
916 | Domana PHC | Scales, Infant, Digital (Digital Infant Scale) | NA | OPD
917 | Domana PHC | Oxygen Concentrators (Oxygen Concentrator) | Sanrai International | CASUALITY (EMERGENCY)/Ground floor
918 | Domana PHC | Cutters, Syringe/Needle (Syringe cutter) | Master care | OPD
919 | Domana PHC | Analyzers, Laboratory, Body Fluids, Glucose (Glucometer) | Morepen lab. Ltd | OPD
920 | Domana PHC | Sphygmomanometers, Mercury (Mercury BP Machine) | Namatt | OPD
921 | Domana PHC | Refrigerators, Ice Lined-70L ( 70L ILR ) | NA | MCH
922 | Domana PHC | Sphygmomanometers, Mercury (Mercury BP Machine) | NA | OPD
923 | Domana PHC | Sphygmomanometers, Mercury (Mercury BP Machine) | NA | OPD
924 | Domana PHC | Sphygmomanometers, Mercury (Mercury BP Machine) | Longlife | OPD
925 | Gandhi Nagar DH | Sterilizing Units, Steam (Autoclave Vertical) | Geeta Industries | SNCU section
926 | Gandhi Nagar DH | Refrigerators, Ice Lined-70L ( 70L ILR ) | Haier | DY. CMO Store
927 | Gandhi Nagar DH | Warming Units, Patient, Radiant, Infant (Radiant Warmer) | Neotech Medical pvt.ltd | SNCU/1st floor
928 | Gandhi Nagar DH | Lights, Surgical - 1 Dome - LED(1 Dome LED Surgical OT Light) | Surgident | LABOUR ROOM/FIRST FLOOR
929 | Gandhi Nagar DH | Laryngoscopes, Rigid (Laryngoscope) | NA | EYE OT/GROUND FLOOR
930 | Gandhi Nagar DH | Laryngoscopes, Rigid (Laryngoscope) | NA | EYE OT/GROUND FLOOR
931 | Gandhi Nagar DH | Laryngoscopes, Rigid (Laryngoscope) | NA | EYE OT/GROUND FLOOR
932 | Gandhi Nagar DH | Lights, Dental, Intraoral ( Light Cure Unit ) | NA | Dental section
933 | Gandhi Nagar DH | Refrigerators, Ice Lined-200L ( 200L ILR ) | Vestfrost | DY. CMO Store
934 | Gandhi Nagar DH | Refrigerators, Laboratory (Lab refrigerator) | Voltas Limited | Microbiology Lab
935 | Gandhi Nagar DH | Lights, Surgical, 1 Dome, Halogen (1 Dome Halogen OT Light) | NA | GYNAE O.T
936 | Gandhi Nagar DH | Sphygmomanometers, Aneriod(Aneroid BP Machine) | Vital | ROOM . NO. 213 / GENERAL OPD/FIRST FLOOR
937 | Gandhi Nagar DH | Refrigerators, Ice Lined-150L ( 150L ILR ) | Godrej | immunization centre
938 | Gandhi Nagar DH | Humidifiers, Heated (Humidifier) | Shenyang RMS Medical Tech co. ltd | Icu-Isolation/ground floor,block A
939 | Gandhi Nagar DH | Refrigerators, Ice Lined-70L ( 70L ILR ) | Haier | DY. CMO Store
940 | Gandhi Nagar DH | Monitoring Systems, Physiologic with 5 Parameters (5 Para Patient Monitor) | Contec Medical System | Palliative care/Ground floor
941 | Gandhi Nagar DH | Monitoring Systems, Physiologic with 7 Parameters (7 Para Patient Monitor) | Edan | Ward1/Ground floor
942 | Gandhi Nagar DH | Monitoring Systems, Physiologic with 5 Parameters (5 Para Patient Monitor) | Contec Medical System | ORTHO OT
943 | Gandhi Nagar DH | Oxygen Concentrators (Oxygen Concentrator) | MEDOXY | SNCU/FIRST FLOOR
944 | Gandhi Nagar DH | Warming Units, Patient, Radiant, Infant (Radiant Warmer) | Neotech Medical pvt.ltd | Gynae OT
945 | Gandhi Nagar DH | Laryngoscopes, Rigid (Laryngoscope) | NA | SNCU
946 | Gandhi Nagar DH | Sphygmomanometers, Aneriod(Aneroid BP Machine) | Elkometer | Ground floor surgery opd
947 | Gandhi Nagar DH | Humidifiers, Heated (Humidifier) | Shenyang RMS Medical Tech co. ltd | Gynae and obest ward no 8/Ist floor
948 | Gandhi Nagar DH | Oxygen Concentrators (Oxygen Concentrator) | Longfian Scitech Co. Ltd | Palliative care/Ground floor
949 | Gandhi Nagar DH | Lights, Surgical - 2 Dome - LED(2 Dome LED Surgical OT Light) | Surgident | Minor OT
950 | Gandhi Nagar DH | Sphygmomanometers, Mercury (Mercury BP Machine) | Gold supreme | EYE OT/GROUND FLOOR
951 | Gandhi Nagar DH | Sterilizing Units, Steam (Autoclave Vertical) | Geeta Industries | Microbiology lab
952 | Gandhi Nagar DH | Monitoring Systems, Physiologic with 7 Parameters (7 Para Patient Monitor) | Edan | Shift-Marh CHC-Labour Room
953 | Gandhi Nagar DH | Refrigerators, Ice Lined-200L ( 200L ILR ) | Vestfrost | DY. CMO Store
954 | Gandhi Nagar DH | Sterilizing Units(Instrument Sterilizer) | NA | OT1 (Surgical)
955 | Gandhi Nagar DH | Chairs, Examination/Treatment, Dentistry (Dental Chair) | Confident dental equipment | Dental section
956 | Gandhi Nagar DH | Infusion Pumps, Syringe (Syringe Pump) | Uni-Em | OT/Ground floor
957 | Gandhi Nagar DH | Monitoring Systems, Physiologic with 5 Parameters (5 Para Patient Monitor) | Contec Medical System | Palliative care/Ground floor
958 | Gandhi Nagar DH | Warming Units, Patient, Radiant, Infant (Radiant Warmer) | Neotech Medical pvt.ltd | SNCU, 1ST FLOOR
959 | Gandhi Nagar DH | Monitoring Systems, Physiologic with 5 Parameters (5 Para Patient Monitor) | Medion health care | OT WARD
960 | Gandhi Nagar DH | Humidifiers, Heated (Humidifier) | Shenyang RMS Medical Tech co. ltd | Gynae and obest ward no 8/Ist floor
961 | Gandhi Nagar DH | Oximeters, Pulse, tabletop(Tabletop Pulse Oximeter) | NA | EYE OT/GROUND FLOOR
962 | Gandhi Nagar DH | Incubators, Test Tube (Lab Incubator) | Alco | Lab section
963 | Gandhi Nagar DH | Cutters, Syringe/Needle (Syringe cutter) | Kohli surgical | Minor OT
964 | Gandhi Nagar DH | Humidifiers, Heated (Humidifier) | Fisher and paykel health care | Palliative care/Ground floor
965 | Gandhi Nagar DH | Sterilizing Units, Steam,Horizontal (Autoclave Horizontal) | Esteem industries | GAYNAE OT/FIRST FLOOR
966 | Gandhi Nagar DH | Ventilator Intensive care ( PM CARE ) | Skanray Healthcare | Icu-Isolation/ground floor,block A
967 | Gandhi Nagar DH | Monitoring Systems, Physiologic with 5 Parameters (5 Para Patient Monitor) | Contec Medical System | SNCU
968 | Gandhi Nagar DH | Humidifiers, Heated (Humidifier) | Shenyang RMS Medical Tech co. ltd | Gynae and obest ward no 8/Ist floor
969 | Gandhi Nagar DH | Refrigerators, Ice Lined-70L ( 70L ILR ) | Haier | DY. CMO Store
970 | Gandhi Nagar DH | Freezers Vaccine-120 L (120L -Vaccine Freezer) | Blue star | Store Room (CMO Store)
971 | Gandhi Nagar DH | Radiographic Units, Mobile(Mobile X Ray -100 mA) | Allengers | Shift-Vijaypur CHC
972 | Gandhi Nagar DH | Monitoring Systems, Physiologic with 5 Parameters (5 Para Patient Monitor) | Contec Medical System | GYNAE O.T
973 | Gandhi Nagar DH | Scalers, Dental, Ultrasonic(Ultrasonic Scaler) | RSK Dental | Dental section
974 | Gandhi Nagar DH | Sphygmomanometers, Aneriod(Aneroid BP Machine) | Vital | Blood bank
975 | Gandhi Nagar DH | Sphygmomanometers, Aneriod(Aneroid BP Machine) | Vital | ROOM NO : 212/GENERAL WARD/FIRST FLOOR
976 | Gandhi Nagar DH | Oxygen Concentrators (Oxygen Concentrator) | BPL | Accidental emergency
977 | Gandhi Nagar DH | Monitoring Systems, Physiologic with 5 Parameters (5 Para Patient Monitor) | Contec Medical System | GYNAE O.T
978 | Gandhi Nagar DH | Sphygmomanometers, Mercury (Mercury BP Machine) | Dial | Emergency Ward
979 | Gandhi Nagar DH | Monitoring Systems, Physiologic with 7 Parameters (7 Para Patient Monitor) | Edan | Emergency Ward
980 | Gandhi Nagar DH | Beds, Electric ( Patient Electric Bed) | Timotion | Palliative care/Ground floor
981 | Gandhi Nagar DH | Centrifuges, Tabletop (Centrifuge) | Remi | Sncu lab
982 | Gandhi Nagar DH | Warming Units, Patient, Radiant, Infant (Radiant Warmer) | Neotech Medical pvt.ltd | SNCU/1st floor
983 | Gandhi Nagar DH | Cutters, Syringe/Needle (Syringe cutter) | Microsil | DISPANCERY
984 | Gandhi Nagar DH | Cutters, Syringe/Needle (Syringe cutter) | GEM Scientific LTD | SNCU
985 | Gandhi Nagar DH | Sterilizing Units(Instrument Sterilizer) | NA | SURGICAL OT
986 | Gandhi Nagar DH | Tables, Operating Electrical (OT Table Electrical) | GALAXY INDIA | GAYNAE OT/FIRST FLOOR
987 | Gandhi Nagar DH | Monitoring Systems, Physiologic with 5 Parameters (5 Para Patient Monitor) | Contec Medical System | Palliative care/Ground floor
988 | Gandhi Nagar DH | Cutters, Syringe/Needle (Syringe cutter) | Microsil | W No. 1 Femal
989 | Gandhi Nagar DH | Cutters, Syringe/Needle (Syringe cutter) | Confident dental equipment | Gynae o.t
990 | Gandhi Nagar DH | Cutters, Syringe/Needle (Syringe cutter) | Life care | SNCU
991 | Gandhi Nagar DH | Sphygmomanometers, Aneriod(Aneroid BP Machine) | Vital | ENT
992 | Gandhi Nagar DH | Cutters, Syringe/Needle (Syringe cutter) | NA | DEIC / FIRST FLOOR
993 | Gandhi Nagar DH | Cutters, Syringe/Needle (Syringe cutter) | NA | DENTAL SECTION
994 | Gandhi Nagar DH | Cutters, Syringe/Needle (Syringe cutter) | Kohli surgical | GENERAL WARD
995 | Gandhi Nagar DH | Cutters, Syringe/Needle (Syringe cutter) | Sai-Life | GYNAE OT / 1ST FLOOR
996 | Gandhi Nagar DH | Cutters, Syringe/Needle (Syringe cutter) | Microsil | OPD
997 | Gandhi Nagar DH | Cutters, Syringe/Needle (Syringe cutter) | Confident dental equipment | Lapro ot
998 | Gandhi Nagar DH | Scanning Systems, Ultrasonic, General-Purpose ( Ultrasound Scanner ) | Samsung | Radilogy
999 | Gandhi Nagar DH | Lights, Surgical - 1 Dome - LED(1 Dome LED Surgical OT Light) | Cognate India | LAPRO OT / FIRST FLOOR
1000 | Gandhi Nagar DH | Radiographic Systems, Digital ( Digital X ray ) | Samsung | X-ray section
1001 | Gandhi Nagar DH | Monitoring Systems, Physiologic with 5 Parameters (5 Para Patient Monitor) | Contec Medical System | Palliative care/Ground floor
1002 | Gandhi Nagar DH | Monitoring Systems, Physiologic with 5 Parameters (5 Para Patient Monitor) | Contec Medical System | Palliative care/Ground floor
1003 | Gandhi Nagar DH | Shakers, Laboratory (Lab Shaker) | NA | BLOOD BANK
1004 | Gandhi Nagar DH | Fetal Heart Detectors, Ultrasonic (Fetal doppler) | BPL | 1st Floor- Labour Room
1005 | Gandhi Nagar DH | Electrosurgical Units (Cautery Machine) | Covidien | Gynae o.t
1006 | Gandhi Nagar DH | Analyzers, Laboratory, Urine, Semiautomated ( Semi Auto Urine Analyzer) | Siemens | central emergency laboratory
1007 | Gandhi Nagar DH | Sphygmomanometers, Aneroid(Aneroid BP Machine) | Accusure | OPD Room no 315
1008 | Gandhi Nagar DH | Sphygmomanometers, Aneroid(Aneroid BP Machine) | Vital | CAUSILITY /EMERGENCY
1009 | Gandhi Nagar DH | Sphygmomanometers, Aneroid(Aneroid BP Machine) | Disha | Emergency
1010 | Gandhi Nagar DH | Tonometers, Ophthalmic (Tonometer) | HUVITZ | 1ST FLOOR(EYE OPD)
1011 | Gandhi Nagar DH | Refrigerators, Blood Bank (Blood bank Refrigerator) | Remi | Blood Bank
1012 | Gandhi Nagar DH | Centrifuges, Tabletop, High-Speed, Refrigerated(Refrigerated Centrifuge) | ThermoFisher Scientific | Blood centre
1013 | Gandhi Nagar DH | Refrigerators, Laboratory (Lab refrigerator) | Godrej | central emergency laboratory
1014 | Gandhi Nagar DH | Sphygmomanometers, Mercury (Mercury BP Machine) | Disha | Ayurvedic opd Room No( 318)
1015 | Gandhi Nagar DH | Monitoring Systems, Physiologic with 5 Parameters (5 Para Patient Monitor) | Contec Medical System | Palliative care/Ground floor
1016 | Gandhi Nagar DH | Analyzers, Laboratory, Immunoassay, Automated, Elisa(ELISA Reader) | Robonik India Pvt.ltd | 3rd floor microbiology
1017 | Gandhi Nagar DH | Analyzers, Laboratory, Urine, Semiautomated ( Semi Auto Urine Analyzer) | Siemens | 3rd floor microbiology
1018 | Gandhi Nagar DH | Monitoring Systems, Physiologic with 7 Parameters (7 Para Patient Monitor) | Edan | MICU FIRST FLOOR
1019 | Gandhi Nagar DH | Refrigerators, Laboratory (Lab refrigerator) | NA | Microbiology Lab/3rd Floor
1020 | Gandhi Nagar DH | Aspirators (Suction Machine) | NA | LABOUR ROOM
1021 | Gandhi Nagar DH | Refrigerators, Blood Bank (Blood bank Refrigerator) | Haier | Shift-Jammu-Akhnoor CHC
1022 | Gandhi Nagar DH | Otoscopes | Heine | ENT - First Floor
1023 | Gandhi Nagar DH | Aspirators (Suction Machine) | NA | MICU FIRST FLOOR
1024 | Gandhi Nagar DH | Scales, Adult, Floor,Mechanical (Adult floor Mechanical Weighing machine) | NA | 1ST Floor- SNCU
1025 | Gandhi Nagar DH | Nebulizers, Nonheated (Nebulizer) | K life | W No.6 Medicine
1026 | Gandhi Nagar DH | Humidifiers, Heated (Humidifier) | Shenyang RMS Medical Tech co. ltd | Emergency&casualty/ground floor block A
1027 | Gandhi Nagar DH | Cutters, Syringe/Needle (Syringe cutter) | Bioplus | 1St Floor - Dental Opd
1028 | Gandhi Nagar DH | Chairs, Examination/Treatment, Dentistry (Dental Chair) | Confident dental equipment | 1St Floor - Dental Opd
1029 | Gandhi Nagar DH | Scales, Adult, Floor,Mechanical (Adult floor Mechanical Weighing machine) | Kohinoor | LAPRO OT / FIRST FLOOR
1030 | Gandhi Nagar DH | Refrigerators, Ice Lined-70L ( 70L ILR ) | Haier | DY. CMO Store
1031 | Gandhi Nagar DH | Freezers Vaccine-120 L (120L -Vaccine Freezer) | Vestfrost | DY. CMO Store
1032 | Gandhi Nagar DH | Refrigerators, Ice Lined-70L ( 70L ILR ) | Haier | DY. CMO Store
1033 | Gandhi Nagar DH | Freezers Vaccine-120 L (120L -Vaccine Freezer) | Vestfrost | DY. CMO Store
1034 | Gandhi Nagar DH | Refrigerators, Ice Lined-70L ( 70L ILR ) | Haier | DY. CMO Store
1035 | Gandhi Nagar DH | Microscopes, Light, Laboratory (Binocular Microscope) | Quasmo | central emergency laboratory
1036 | Gandhi Nagar DH | Anesthesia Units Work Station (Anesthesia work station) | Mindray | OT
1037 | Gandhi Nagar DH | Oxygen Concentrators (Oxygen Concentrator) | Longfian Scitech Co. Ltd | CAUSILITY /EMERGENCY
1038 | Gandhi Nagar DH | Monitoring Systems, Physiologic with 7 Parameters (7 Para Patient Monitor) | Edan | Kalakote CHC
1039 | Gandhi Nagar DH | Sphygmomanometers, Aneriod(Aneroid BP Machine) | Vital | GENERAL WARD
1040 | Gandhi Nagar DH | Oto Acoustic Emission Screening Device ( OAE Analyzer ) | Macio Diagnostics | ENT OPD
1041 | Gandhi Nagar DH | Refrigerators, Ice Lined-70L ( 70L ILR ) | Haier | DY. CMO Store
1042 | Gandhi Nagar DH | View Boxes, X-Ray (X ray Film viewer) | NA | Palliative care / GROUND FLOOR
1043 | Gandhi Nagar DH | Analyzers, Laboratory, Body Fluids, Electrolyte, Coulometric (Colorimeter) | Esteem | Central lab emergency
1044 | Gandhi Nagar DH | Stimulators, Electrical, IFT - 4 Channel ( 4 Channel IFT ) | BTL | 1 Physiotherapy / Ground floor
1045 | Gandhi Nagar DH | Monitoring Systems, Physiologic with 7 Parameters (7 Para Patient Monitor) | Edan | Ward no 11 SNCU/Ist floor
1046 | Gandhi Nagar DH | Humidifiers, Heated (Humidifier) | Fisher and paykel health care | Palliative care/Ground floor
1047 | Gandhi Nagar DH | Nebulizers, Nonheated (Nebulizer) | Morepen lab. Ltd | W No. 1 Femal
1048 | Gandhi Nagar DH | Monitoring Systems, Physiologic with 7 Parameters (7 Para Patient Monitor) | Edan | Ward no 11 SNCU/Ist floor
1049 | Gandhi Nagar DH | Warming Units, Patient, Radiant, Infant (Radiant Warmer) | Neotech Medical pvt.ltd | SNCU/1ST FLOOR
1050 | Gandhi Nagar DH | Humidifiers, Heated (Humidifier) | Shenyang RMS Medical Tech co. ltd | SNCU/1st floor
1051 | Gandhi Nagar DH | Ophthalmoscopes (Ophthalmoscopes) | NA | EYE OT / GROUND FLOOR
1052 | Gandhi Nagar DH | Ophthalmoscopes, Indirect(Indirect Ophthalmoscopes) | NA | EYE OT / GROUND FLOOR
1053 | Gandhi Nagar DH | Monitoring Systems, Physiologic with 5 Parameters (5 Para Patient Monitor) | Contec Medical System | Palliative care/Ground floor
1054 | Gandhi Nagar DH | Defibrillators, External, Manual (Defibrillator) | Mediana | Emergency
1055 | Gandhi Nagar DH | Humidifiers, Heated (Humidifier) | Shenyang RMS Medical Tech co. ltd | Emergency&casualty/ground floor block A
1056 | Gandhi Nagar DH | Monitoring Systems, Physiologic with 7 Parameters (7 Para Patient Monitor) | Edan | Ward no 11 SNCU/Ist floor
1057 | Gandhi Nagar DH | Baths, Water, Laboratory (Water Bath) | SM scientific instruments p LT | Lab
1058 | Gandhi Nagar DH | Sterilizing Units, Steam (Autoclave Vertical) | Geeta Industries | NCD/Geriatric ward
1059 | Gandhi Nagar DH | Analyzers, Laboratory, Body Fluids, Electrolyte, Coulometric (Colorimeter) | Electronic corporationof India | Opd
1060 | Gandhi Nagar DH | Oximeters, Pulse, tabletop(Tabletop Pulse Oximeter) | NA | SNCU section
1061 | Gandhi Nagar DH | Ventilators, Intensive Care (ICU Ventilator) | PULMORTIC | CASUALITY
1062 | Gandhi Nagar DH | Analyzers, Laboratory, Immunoassay, Automated, Elisa(ELISA Reader) | Avantor performance material | Blood bank
1063 | Gandhi Nagar DH | Analyzers, Laboratory, Immunoassay, Automated, Elisa(ELISA Reader) | Avantor performance material | central emergency laboratory
1064 | Gandhi Nagar DH | Aspirators (Suction Machine) | Medela | Gynae o.t
1065 | Gandhi Nagar DH | Aspirators (Suction Machine) | Anand surgical industries | Labour room
1066 | Gandhi Nagar DH | Aspirators (Suction Machine) | Bio-plus | SNCU section
1067 | Gandhi Nagar DH | Aspirators (Suction Machine) | Bio-plus | SNCU section
1068 | Gandhi Nagar DH | Aspirators (Suction Machine) | NA | SNCU section
1069 | Gandhi Nagar DH | Aspirators (Suction Machine) | NA | SNCU section
1070 | Gandhi Nagar DH | Aspirators (Suction Machine) | Pioneer | SNCU
1071 | Gandhi Nagar DH | Nebulizers, Nonheated (Nebulizer) | K life | GENERAL OPD
1072 | Gandhi Nagar DH | Nebulizers, Nonheated (Nebulizer) | Morepen lab. Ltd | GENERAL WARD
1073 | Gandhi Nagar DH | Analyzers, Laboratory, Body Fluids, Electrolyte (Electrolyte Analyzer) | Caretium medical inst | central emergency laboratory
1074 | Gandhi Nagar DH | Analyzers, Laboratory, Hematology, Hemoglobin (HB Analyzer) | Hemocue | central emergency laboratory
1075 | Gandhi Nagar DH | Microscopes, Light, Laboratory (Binocular Microscope) | Olympus India Pvt Ltd | OPD
1076 | Gandhi Nagar DH | Sphygmomanometers, Aneriod(Aneroid BP Machine) | Vital | W No. 2
1077 | Gandhi Nagar DH | Sphygmomanometers, Aneriod(Aneroid BP Machine) | Vital | ORTHO
1078 | Gandhi Nagar DH | Electrocardiographs, Three-Channel ( 3 Channel ECG) | SHENZEN UNICARE ELECTRONIC | EMERGENCY/GROUND FLOOR
1079 | Gandhi Nagar DH | Nebulizers, Nonheated (Nebulizer) | K-Life | Palliative care/Ground floor
1080 | Gandhi Nagar DH | Humidifiers, Heated (Humidifier) | Shenyang RMS Medical Tech co. ltd | Gynae and obest ward no 8/Ist floor
1081 | Gandhi Nagar DH | Oxygen Concentrators (Oxygen Concentrator) | Longfian Scitech Co. Ltd | GYNAE OT / 1ST FLOOR
1082 | Gandhi Nagar DH | Washers, Cell (Elisa Cell Washer) | Rapid Diagnostics | Blood centre
1083 | Gandhi Nagar DH | Infusion Pumps, Syringe (Syringe Pump) | Allied medical | SNCU
1084 | Gandhi Nagar DH | Incubators, Test Tube (Lab Incubator) | York scientific Pvt ltd | Microbiology lab
1085 | Gandhi Nagar DH | Bilirubinometers ( Lab Bilirubinometer ) | Apel | Central lab emergency
1086 | Gandhi Nagar DH | Electrocardiographs, Three-Channel ( 3 Channel ECG) | 3 Ray Electronics | ECG SECTION, OPD Block
1087 | Gandhi Nagar DH | Baths, Water, Plasma-Thawing (Plasma Bath) | Remi | Ground Floor-Blood Bank(Donar Room)
1088 | Gandhi Nagar DH | Refrigerators, Ice Lined-70L ( 70L ILR ) | Haier | DY. CMO Store
1089 | Gandhi Nagar DH | Incubators, Infant(Infant Incubator) | NA | 1ST Floor- SNCU
1090 | Gandhi Nagar DH | Monitoring Systems, Physiologic with 5 Parameters (5 Para Patient Monitor) | Contec Medical System | Palliative care/Ground floor
1091 | Gandhi Nagar DH | Refrigerators, Ice Lined-200L ( 200L ILR ) | Vestfrost | DY. CMO Store
1092 | Gandhi Nagar DH | Humidifiers, Heated (Humidifier) | Shenyang RMS Medical Tech co. ltd | Icu-Isolation/ground floor,block A
1093 | Gandhi Nagar DH | Refrigerators, Laboratory (Lab refrigerator) | Whirlpool | Gynae O.T
1094 | Gandhi Nagar DH | Warming Units, Patient, Radiant, Infant (Radiant Warmer) | Neotech Medical pvt.ltd | SNCU section
1095 | Gandhi Nagar DH | Warming Units, Patient, Radiant, Infant (Radiant Warmer) | Sara health care | Gynae ot
1096 | Gandhi Nagar DH | Incubators, Lab,ID reader(ID Lab Incubator) | Bio-Rad | Blood bank
1097 | Gandhi Nagar DH | Aspirators (Suction Machine) | Anand surgical industries | Labour room
1098 | Gandhi Nagar DH | Aspirators (Suction Machine) | NA | SNCU
1099 | Gandhi Nagar DH | Hemodialysis Units(Dialysis Machine) | Fresenius medical care | Dialysis
1100 | Gandhi Nagar DH | Drills, Bone ( Bone Drill ) | NA | OT1
1101 | Gandhi Nagar DH | Electrosurgical Units (Cautery Machine) | Diviabs health care Pvt Ltd | Gyne OT
1102 | Gandhi Nagar DH | Monitoring Systems, Physiologic with 5 Parameters (5 Para Patient Monitor) | Vital-sign-Medidevices-pvt ltd | OT2 (Ortho)
1103 | Gandhi Nagar DH | Monitoring Systems, Physiologic with 5 Parameters (5 Para Patient Monitor) | Meditec England | GYNAE O.T
1104 | Gandhi Nagar DH | Infusion Pumps, Syringe (Syringe Pump) | Plenum tech. Pvt. Ltd | SNCU
1105 | Gandhi Nagar DH | Cutters, Syringe/Needle (Syringe cutter) | Microsil | Blood bank
1106 | Gandhi Nagar DH | Scanning Systems, Ultrasonic, General-Purpose ( Ultrasound Scanner ) | Toshiba | LABORATORY
1107 | Gandhi Nagar DH | Nebulizers, Nonheated (Nebulizer) | K life | CASULITY
1108 | Gandhi Nagar DH | Baths, Water, Laboratory (Water Bath) | Asian scintific ind.inc | Opd
1109 | Gandhi Nagar DH | Baths, Water, Laboratory (Water Bath) | Asian scintific ind.inc | Opd
1110 | Gandhi Nagar DH | Baths, Water, Laboratory (Water Bath) | Alco | GENERAL LAB
1111 | Gandhi Nagar DH | Phototherapy Units, Ultraviolet,CFL (CFL Infant Phototherapy) | S.S technomed | SNCU section
1112 | Gandhi Nagar DH | Refrigerators, Ice Lined-70L ( 70L ILR ) | Haier | Lab section
1113 | Gandhi Nagar DH | Sphygmomanometers, Aneriod(Aneroid BP Machine) | Vital | LAPROSCOPE/GROUND FLOOR
1114 | Gandhi Nagar DH | Tables, Operating Hydraulic (OT Table Hydraulic) | NA | EYE OT/GROUND FLOOR
1115 | Gandhi Nagar DH | Monitoring Systems, Physiologic with 7 Parameters (7 Para Patient Monitor) | Edan Instruments Inc | Ward
1116 | Gandhi Nagar DH | Beds, Electric ( Patient Electric Bed) | Timotion | Palliative care/Ground floor
1117 | Gandhi Nagar DH | Beds, Electric ( Patient Electric Bed) | Timotion | Palliative care/Ground floor
1118 | Gandhi Nagar DH | Beds, Electric ( Patient Electric Bed) | Timotion | Palliative care/Ground floor
1119 | Gandhi Nagar DH | Beds, Electric ( Patient Electric Bed) | Timotion | Palliative care/Ground floor
1120 | Gandhi Nagar DH | Sterilizing Units, Steam (Autoclave Vertical) | NA | DRESSING SECTION/Ground floor emergency
1121 | Gandhi Nagar DH | Infusion Pumps, Syringe (Syringe Pump) | Plenum tech. Pvt. Ltd | SNCU/FIRST FLOOR
1122 | Gandhi Nagar DH | Infusion Pumps, Syringe (Syringe Pump) | Fresenius Kabi India Pvt. Ltd | Palliative care/Ground floor
1123 | Gandhi Nagar DH | Monitoring Systems, Physiologic with 5 Parameters (5 Para Patient Monitor) | Contec Medical System | Dialysis center
1124 | Gandhi Nagar DH | Humidifiers, Heated (Humidifier) | Shenyang RMS Medical Tech co. ltd | Gynae and obest ward no 8/Ist floor
1125 | Gandhi Nagar DH | Humidifiers, Heated (Humidifier) | Shenyang RMS Medical Tech co. ltd | Gynae and obest ward no 8/Ist floor
1126 | Gandhi Nagar DH | Electrosurgical Units (Cautery Machine) | Xceilance medical technology | OT/Ground floor
1127 | Gandhi Nagar DH | Sterilizing Units, Steam (Autoclave Vertical) | Geeta Industries | Dialysis center/1st floor
1128 | Gandhi Nagar DH | Humidifiers, Heated (Humidifier) | Shenyang RMS Medical Tech co. ltd | Icu-Isolation/ground floor,block A
1129 | Gandhi Nagar DH | Defibrillators, External, Manual (Defibrillator) | Mediana | OT - 1st Floor
1130 | Gandhi Nagar DH | Sterilizing Units, Steam,Horizontal (Autoclave Horizontal) | Natt steel Equipment pvt ltd | OT ground floor
1131 | Gandhi Nagar DH | Phototherapy Units, Ultraviolet, LED,(LED Infant Phototherapy) | AVI health care Pvt Ltd | SNCU first floor
1132 | Gandhi Nagar DH | Phototherapy Units, Ultraviolet, LED,(LED Infant Phototherapy) | AVI health care Pvt Ltd | SNCU first floor
1133 | Gandhi Nagar DH | Analyzers, Laboratory, Hematology, Cell Counting, Automated(5 Part Blood Cell counter) | Transasia Biomedical LTD | Blood centre
1134 | Gandhi Nagar DH | Laryngoscopes, Rigid (Laryngoscope) | NA | SNCU
1135 | Gandhi Nagar DH | Freezers Vaccine-280 L (280 L -Vaccine Freezer) | Haier | DY. CMO Store
1136 | Gandhi Nagar DH | Sphygmomanometers, Aneriod(Aneroid BP Machine) | Vital | Phystric opd 3rd flor
1137 | Gandhi Nagar DH | Sphygmomanometers, Aneriod(Aneroid BP Machine) | Diamond | 1st Floor- Labour Room
1138 | Gandhi Nagar DH | Sphygmomanometers, Aneriod(Aneroid BP Machine) | Accusure | 1St Floor-Gyanae Ward
1139 | Gandhi Nagar DH | Sterilizing Units Glass Bead (Glass bead Sterilizer) | Bestodent | 2Nd Floor - Dental
1140 | Gandhi Nagar DH | Sterilizing Units(Instrument Sterilizer) | NA | 1ST FLOOR-SNCU
1141 | Gandhi Nagar DH | Sterilizing Units(Instrument Sterilizer) | NA | 1ST FLOOR-SNCU
1142 | Gandhi Nagar DH | Refrigerators, Blood Bank (Blood bank Refrigerator) | Remi | Blood Bank
1143 | Gandhi Nagar DH | Sphygmomanometers, Aneroid(Aneroid BP Machine) | Diamond | Casuality Emergency Ward/Ground Floor
1144 | Gandhi Nagar DH | Infusion Pumps, Syringe (Syringe Pump) | Infusia | Palliative care / GROUND FLOOR
1145 | Gandhi Nagar DH | Lights, Surgical, Mobile LED (LED Mobile OT Light) | SIMEON MEDICAL | NCD clinic
1146 | Gandhi Nagar DH | Refrigerators, Ice Lined-200L ( 200L ILR ) | Haier | Store Room (CMO Store)
1147 | Gandhi Nagar DH | View Boxes, X-Ray (X ray Film viewer) | NA | Dental Section opd block R.no. 304/ 2nd floor
1148 | Gandhi Nagar DH | Electrosurgical Units (Cautery Machine) | Xceilance medical technology | GAYNAE OT/FIRST FLOOR
1149 | Gandhi Nagar DH | Humidifiers, Heated (Humidifier) | Fisher and paykel health care | Palliative care/Ground floor
1150 | Gandhi Nagar DH | Oximeters, Pulse, tabletop(Tabletop Pulse Oximeter) | Datex-Ohmeda | EYE OT / GROUND FLOOR
1151 | Gandhi Nagar DH | Ultrasound Therapy Systems, Physical Therapy (Ultrasound Therapy machine) | BTL | 1 Physiotherapy / Ground floor
1152 | Gandhi Nagar DH | Defibrillators, External, Manual (Defibrillator) | Mediana | EYE OT/GROUND FLOOR
1153 | Gandhi Nagar DH | Humidifiers, Heated (Humidifier) | Shenyang RMS Medical Tech co. ltd | Gynae and obest ward no 8/Ist floor
1154 | Gandhi Nagar DH | Humidifiers, Heated (Humidifier) | Shenyang RMS Medical Tech co. ltd | Gynae and obest ward no 8/Ist floor
1155 | Gandhi Nagar DH | Warming Units, Patient, Radiant, Infant (Radiant Warmer) | Neotech Medical pvt.ltd | Sncu
1156 | Gandhi Nagar DH | Warming Units, Patient, Radiant, Infant (Radiant Warmer) | Neotech Medical pvt.ltd | SNCU/1st floor
1157 | Gandhi Nagar DH | Warming Units, Patient, Radiant, Infant (Radiant Warmer) | Neotech Medical pvt.ltd | SNCU/1ST FLOOR
1158 | Gandhi Nagar DH | Oxygen Concentrators (Oxygen Concentrator) | Longfian Scitech Co. Ltd | Palliative care
1159 | Gandhi Nagar DH | Electrosurgical Units (Cautery Machine) | Skanray Healthcare | SURGICAL OT
1160 | Gandhi Nagar DH | Refrigerators, Ice Lined-70L ( 70L ILR ) | Vestfrost | DY. CMO Store
1161 | Gandhi Nagar DH | Monitoring Systems, Physiologic with 7 Parameters (7 Para Patient Monitor) | Edan | Emergency&casualty/ground floor block A
1162 | Gandhi Nagar DH | Sphygmomanometers, Aneriod(Aneroid BP Machine) | NA | NCD SECTIION / 2ND FLOOR
1163 | Gandhi Nagar DH | Incubators, Test Tube (Lab Incubator) | York scientific Pvt ltd | Microbiology lab
1164 | Gandhi Nagar DH | Oxygen Concentrators (Oxygen Concentrator) | Longfian Scitech Co. Ltd | GYNAE OT / 1ST FLOOR
1165 | Gandhi Nagar DH | Sterilizing Units, Steam (Autoclave Vertical) | Geeta Industries | EYE OT
1166 | Gandhi Nagar DH | Refrigerators, Blood Bank (Blood bank Refrigerator) | Remi | BLOOD BANK
1167 | Gandhi Nagar DH | Refrigerators, Ice Lined-70L ( 70L ILR ) | Haier | DY. CMO Store
1168 | Gandhi Nagar DH | Lights, Surgical, 1 Dome, Halogen (1 Dome Halogen OT Light) | NA | GYNAE O.T
1169 | Gandhi Nagar DH | Oxygen Concentrators (Oxygen Concentrator) | Longfian Scitech Co. Ltd | First floor surgical ward
1170 | Gandhi Nagar DH | Retinoscopes (Retinoscope) | NEITZ INSTRUMENTS CO. LTD | EYE OT / GROUND FLOOR
1171 | Gandhi Nagar DH | Oxygen Concentrators (Oxygen Concentrator) | Longfian Scitech Co. Ltd | Palliative care/Ground floor
1172 | Gandhi Nagar DH | Oxygen Concentrators (Oxygen Concentrator) | Longfian Scitech Co. Ltd | SNCU/1st floor
1173 | Gandhi Nagar DH | Monitoring Systems, Physiologic with 5 Parameters (5 Para Patient Monitor) | Contec Medical System | 1St Floor-Gynae Ward
1174 | Gandhi Nagar DH | Sterilizing Units, Steam, Tabletop(35 Litre Table top) | NA | LABOUR ROOM/1ST FLOOR
1175 | Gandhi Nagar DH | Monitoring Systems, Physiologic with 5 Parameters (5 Para Patient Monitor) | Medion health care | GYNAE O.T
1176 | Gandhi Nagar DH | Sphygmomanometers, Mercury (Mercury BP Machine) | Disha | Neuro
1177 | Gandhi Nagar DH | Biological Safety Cabinet (Biosafety Cabinet) | York scientific Pvt ltd | RTPCR LAB
1178 | Gandhi Nagar DH | Baths, Water, Laboratory (Water Bath) | SM scientific instruments p LT | Lab
1179 | Gandhi Nagar DH | Sterilizing Units, Steam (Autoclave Vertical) | Esteem industries | Gynaecology Deptt
1180 | Gandhi Nagar DH | Humidifiers, Heated (Humidifier) | Shenyang RMS Medical Tech co. ltd | CAUSILITY /EMERGENCYEmergency&casualty/ground floor block A
1181 | Gandhi Nagar DH | Sphygmomanometers, Aneriod(Aneroid BP Machine) | Vital | NCD clinic/2nd floor
1182 | Gandhi Nagar DH | Monitoring Systems, Physiologic with 5 Parameters (5 Para Patient Monitor) | Medion health care | SURGICAL OT
1183 | Gandhi Nagar DH | Monitoring Systems, Physiologic with 5 Parameters (5 Para Patient Monitor) | Contec Medical System | Palliative care/Ground floor
1184 | Gandhi Nagar DH | Shakers, Laboratory (Lab Shaker) | Remi | Microbiology lab
1185 | Gandhi Nagar DH | Warming Units, Patient, Radiant, Infant (Radiant Warmer) | Neotech Medical pvt.ltd | Gynae OT
1186 | Gandhi Nagar DH | Monitoring Systems, Physiologic with 5 Parameters (5 Para Patient Monitor) | Contec Medical System | Palliative care / GROUND FLOOR
1187 | Gandhi Nagar DH | Microscopes, Light, Laboratory (Binocular Microscope) | Ajay optik India | LABORATORY
1188 | Gandhi Nagar DH | Endomotor, Dental | Coltene whaledent | 2Nd Floor - Dental
1189 | Gandhi Nagar DH | Apex Locator Dental (Apex Locator) | Nsk | 2Nd Floor - Dental
1190 | Gandhi Nagar DH | Lights, Surgical - 1 Dome - LED(1 Dome LED Surgical OT Light) | Surgident | LABOUR ROOM/FIRST FLOOR
1191 | Gandhi Nagar DH | Defibrillators, External, Manual (Defibrillator) | Mediana | GAYNAE OT/FIRST FLOOR
1192 | Gandhi Nagar DH | Refrigerators, Ice Lined-200L ( 200L ILR ) | Vestfrost | DY. CMO Store
1193 | Gandhi Nagar DH | Sterilizing Units(Instrument Sterilizer) | NA | GENERAL OPD
1194 | Gandhi Nagar DH | Laryngoscopes, Rigid (Laryngoscope) | NA | HDU/ ICU ( Palliative care)
1195 | Gandhi Nagar DH | Laryngoscopes, Rigid (Laryngoscope) | NA | HDU/ ICU ( Palliative care)
1196 | Gandhi Nagar DH | Scales, Infant, Mechanical (Infant wieghing machine) | NA | DEIC ( DENTAL SECTION)
1197 | Gandhi Nagar DH | Refrigerators, Laboratory (Lab refrigerator) | Samsung | Labour room/1st floor
1198 | Gandhi Nagar DH | Sterilizing Units(Instrument Sterilizer) | NA | DENTAL SECTION
1199 | Gandhi Nagar DH | Freezers Vaccine-280 L (280 L -Vaccine Freezer) | Vestfrost | DY. CMO Store
1200 | Gandhi Nagar DH | Laser Imager with Three Tray ( 3 Tray Laser Imager ) | Carestream Health | X ray section / ground floor
1201 | Gandhi Nagar DH | Sterilizing Units(Instrument Sterilizer) | NA | GENERAL OPD
1202 | Gandhi Nagar DH | Sterilizing Units(Instrument Sterilizer) | NA | DEIC ( DENTAL SECTION)
1203 | Gandhi Nagar DH | Aspirators (Suction Machine) | Atmos | GYNAE OT / 1ST FLOOR
1204 | Gandhi Nagar DH | Phototherapy Units, Ultraviolet, LED,(LED Infant Phototherapy) | AVI health care Pvt Ltd | SNCU first floor
1205 | Gandhi Nagar DH | Radiographic Units, Dental, Extraoral (Dental X Ray) | Technomac | DEIC DENTAL / FIRST FLOOR
1206 | Gandhi Nagar DH | Tables, Blood Donor (Blood donor couch) | Dacor manufacturing co. | Blood bank
1207 | Gandhi Nagar DH | Beds, Electric ( Patient Electric Bed) | Timotion | Icu-Isolation/ground floor,block A
1208 | Gandhi Nagar DH | Sterilizing Units(Instrument Sterilizer) | NA | EYE OPD/1ST FLOOR
1209 | Gandhi Nagar DH | Aspirators (Suction Machine) | Atmos | OT
1210 | Gandhi Nagar DH | Beds, Electric ( Patient Electric Bed) | Timotion | Palliative care/Ground floor
1211 | Gandhi Nagar DH | Oxygen Concentrators (Oxygen Concentrator) | Longfian Scitech Co. Ltd | EYE OT/ GROUND FLOOR
1212 | Gandhi Nagar DH | Beds, Electric ( Patient Electric Bed) | NA | Icu-Isolation/ground floor,block A
1213 | Gandhi Nagar DH | Ophthalmoscopes (Ophthalmoscopes) | NA | EYE OT / GROUND FLOOR
1214 | Gandhi Nagar DH | Aspirators (Suction Machine) | DELUXE | HDU/ICU Ground floor
1215 | Gandhi Nagar DH | Aspirators (Suction Machine) | DELUXE | HDU/ICU Ground floor
1216 | Gandhi Nagar DH | Radiographic/Fluoroscopic Units, Mobile (C ARM Machine) | Allengers | GERNAL OT
1217 | Gandhi Nagar DH | Phototherapy Units, Ultraviolet, LED,(LED Infant Phototherapy) | AVI Healthcare Pvt Ltd | LABORATORY
1218 | Gandhi Nagar DH | Nebulizers, Nonheated (Nebulizer) | DR DAIZ | HDU/ ICU ( Palliative care)
1219 | Gandhi Nagar DH | Hemodialysis Units(Dialysis Machine) | Nipro medical | DIALYSIS SECTION FIRST FLOOR
1220 | Gandhi Nagar DH | Beds, Electric ( Patient Electric Bed) | L&T Medical | Dialysis center/1st floor
1221 | Gandhi Nagar DH | Chairs, Examination/Treatment, Dentistry (Dental Chair) | Confident | Second floor dental opd
1222 | Gandhi Nagar DH | Cutters, Syringe/Needle (Syringe cutter) | Desco | HDU/ ICU ( Palliative care)
1223 | Gandhi Nagar DH | Monitoring Systems, Physiologic with 7 Parameters (7 Para Patient Monitor) | Edan | Ward no 11 SNCU/Ist floor
1224 | Gandhi Nagar DH | Cutters, Syringe/Needle (Syringe cutter) | Desco | HDU/ ICU ( Palliative care)
1225 | Gandhi Nagar DH | Beds, Electric ( Patient Electric Bed) | Timotion | Icu-Isolation/ground floor,block A
1226 | Gandhi Nagar DH | Beds, Electric ( Patient Electric Bed) | L&T Medical | Dialysis center/1st floor
1227 | Gandhi Nagar DH | Sterilizing Units(Instrument Sterilizer) | NA | GENERAL OPD
1228 | Gandhi Nagar DH | Sterilizing Units(Instrument Sterilizer) | NA | Laparo ot
1229 | Gandhi Nagar DH | Fumigation Unit (Fumigation Machine) | Microgene diagnostic system | GYNAE OT / 1ST FLOOR
1230 | Gandhi Nagar DH | Sterilizing Units(Instrument Sterilizer) | Atlas surgical company | Opd
1231 | Gandhi Nagar DH | Fumigation Unit (Fumigation Machine) | Gouri engg. Pvt ltd | OT1
1232 | Gandhi Nagar DH | Sterilizing Units(Instrument Sterilizer) | NA | OT
1233 | Gandhi Nagar DH | Sterilizing Units(Instrument Sterilizer) | Esteem Industries Inc | Opthalmology
1234 | Gandhi Nagar DH | Beds, Electric ( Patient Electric Bed) | Timotion | Icu-Isolation/ground floor,block A
1235 | Gandhi Nagar DH | Phototherapy Units, Ultraviolet, LED,(LED Infant Phototherapy) | AVI health care Pvt Ltd | SNCU first floor
1236 | Gandhi Nagar DH | Microscopes, Light, Operating (Operating Microscope) | NA | EYE OT
1237 | Gandhi Nagar DH | Sterilizing Units(Instrument Sterilizer) | NA | OPD/Ground Floor
1238 | Gandhi Nagar DH | Laparoscope Set ( Laparoscope Set ) | Stryker | ortho ot
1239 | Gandhi Nagar DH | Sterilizing Units(Instrument Sterilizer) | Esteem Industries Inc | ENT/first floor
1240 | Gandhi Nagar DH | Radiographic/Fluoroscopic Systems, General-Purpose - 500 mA (General X Ray - 500mA) | Allengers | Radiology
1241 | Gandhi Nagar DH | Fumigation Unit (Fumigation Machine) | Fath micro solution | SANITATION
1242 | Gandhi Nagar DH | Phototherapy Units, Ultraviolet, LED,(LED Infant Phototherapy) | AVI health care Pvt Ltd | Sncu
1243 | Gandhi Nagar DH | Fumigation Unit (Fumigation Machine) | Gouri engg. Pvt ltd | Gynae ot
1244 | Gandhi Nagar DH | Beds, Electric ( Patient Electric Bed) | Timotion | Icu-Isolation/ground floor,block A
1245 | Gandhi Nagar DH | Slit Lamps (Slit Lamp) | Appasamy Associates | Opthalmology
1246 | Gandhi Nagar DH | Tables, Operating Electrical (OT Table Electrical) | Surgicoin | Minor Ot
1247 | Gandhi Nagar DH | Aspirators (Suction Machine) | DELUXE | HDU/ ICU ( Palliative care)
1248 | Gandhi Nagar DH | Sterilizing Units(Instrument Sterilizer) | Geeta Industries | EYE OT/GROUND FLOOR
1249 | Gandhi Nagar DH | Lights, Examination (Examination Light) | NA | HDU/ICU Ground floor
1250 | Gandhi Nagar DH | Sterilizing Units(Instrument Sterilizer) | NA | ENT OPD/ 1st Floor
1251 | Gandhi Nagar DH | Phototherapy Units, Ultraviolet, LED,(LED Infant Phototherapy) | AVI health care Pvt Ltd | Sncu
1252 | Gandhi Nagar DH | Monitoring Systems, Physiologic with 7 Parameters (7 Para Patient Monitor) | Edan | Ward 2/Ground floor
1253 | Gandhi Nagar DH | Monitoring Systems, Physiologic with 7 Parameters (7 Para Patient Monitor) | Edan | Ward no 11 SNCU/Ist floor
1254 | Gandhi Nagar DH | Beds, Electric ( Patient Electric Bed) | Timotion | Palliative care/Ground floor
1255 | Gandhi Nagar DH | Microscopes, Light, Operating (Operating Microscope) | Appasamy Associates | EYE OT/GROUND FLOOR
1256 | Gandhi Nagar DH | Microscopes, Light, Laboratory (Binocular Microscope) | Labovision | central emergency laboratory
1257 | Gandhi Nagar DH | Sterilizing Units(Instrument Sterilizer) | NA | SURGICAL OT
1258 | Gandhi Nagar DH | Mixers, Blood Tube(Blood Mixer) | Transasia Bio-Medicals ltd | central emergency laboratory
1259 | Gandhi Nagar DH | Lights, Examination (Examination Light) | NA | HDU/ ICU ( Palliative care)
1260 | Gandhi Nagar DH | Ophthalmoscopes (Ophthalmoscopes) | NA | EYE OT / GROUND FLOOR
1261 | Gandhi Nagar DH | Fumigation Unit (Fumigation Machine) | Gouri engg. Pvt ltd | Minor OT
1262 | Gandhi Nagar DH | Scales, Infant, Digital (Digital Infant Scale) | Neo Expert Pvt.Ltd | HDU/ICU Ground floor
1263 | Gandhi Nagar DH | Microscopes, Light, Operating (Operating Microscope) | Bino Scientific | OT2 (Ortho)
1264 | Gandhi Nagar DH | Beds, Electric ( Patient Electric Bed) | Timotion | Palliative care / GROUND FLOOR
1265 | Gandhi Nagar DH | Electrosurgical Units-4 Channel(4 Channel Cautery Machine) | Covidien | OT General
1266 | Gandhi Nagar DH | Ventilator Intensive Care Infant ( Infant Ventilator ) | Oxivent | HDU/ICU Ground floor
1267 | Gandhi Nagar DH | Ovens, Drying (Hot Air Oven) | Yorco Scientific Udyog pvt ltd | Microbiology lab
1268 | Gandhi Nagar DH | Monitoring Systems, Physiologic with 5 Parameters (5 Para Patient Monitor) | Contec Medical System | Palliative care / GROUND FLOOR
1269 | Gandhi Nagar DH | Tables, Operating Electrical (OT Table Electrical) | United surgical industries | EYE OT
1270 | Gandhi Nagar DH | Phototherapy Units, Ultraviolet, LED,(LED Infant Phototherapy) | AVI health care Pvt Ltd | SNCU/FIRST FLOOR
1271 | Gandhi Nagar DH | Electroencephalographs(EEG Machine) | Medicaid system | HDU/ ICU ( Palliative care)
1272 | Gandhi Nagar DH | Aspirators (Suction Machine) | Anand surgical industries | Dental section
1273 | Gandhi Nagar DH | Beds, Electric ( Patient Electric Bed) | Timotion | Palliative care/Ground floor
1274 | Gandhi Nagar DH | Monitoring Systems, Physiologic with 7 Parameters (7 Para Patient Monitor) | Edan | Ward 3 /Ground floor
1275 | Gandhi Nagar DH | Sterilizing Units(Instrument Sterilizer) | Esteem industries | NCD/GERIATRIC CLINIC/2ND FLOOR
1276 | Gandhi Nagar DH | Monitoring Systems, Physiologic with 7 Parameters (7 Para Patient Monitor) | Edan | Ward
1277 | Gandhi Nagar DH | Analyzers, Laboratory, Clinical chemistry, Manual (Semi auto analyzer) | Transasia Bio-Medicals ltd | LABORATORY
1278 | Gandhi Nagar DH | Monitoring Systems, Physiologic with 7 Parameters (7 Para Patient Monitor) | Edan | Emergency&casualty/ground floor block A
1279 | Gandhi Nagar DH | Ovens, Drying (Hot Air Oven) | Yorco Scientific Udyog pvt ltd | Blood centre
1280 | Gandhi Nagar DH | Fetal Heart Detectors, Ultrasonic (Fetal doppler) | Vcomin Technology Limited | 1st Floor- Labour Room
1281 | Gandhi Nagar DH | Analyzers, Laboratory, Blood Gas/PH (Blood Gas Analyser) | Radiometer | Central lab
1282 | Gandhi Nagar DH | Incubators, Platelet Agitator (Platelet Incubator with Agitator) | Remi | Blood Bank
1283 | Gandhi Nagar DH | Analyzers, Laboratory, Blood Gas/PH (Blood Gas Analyser) | HD Consortium India Ltd | HDU/ICU Ground floor
1284 | Gandhi Nagar DH | Fumigation Unit (Fumigation Machine) | NA | EYE OT/GROUND FLOOR
1285 | Gandhi Nagar DH | Aspirators (Suction Machine) | Olex | ENT - First Floor
1286 | Gandhi Nagar DH | Aspirators (Suction Machine) | NA | Gynae o.t
1287 | Gandhi Nagar DH | Sterilizing Units(Instrument Sterilizer) | NA | Accidental emergency
1288 | Gandhi Nagar DH | Radiographic/Fluoroscopic Systems, General-Purpose -300 mA (General X Ray - 300mA) | Adonis | Ground-Radilogy Dipt
1289 | Gandhi Nagar DH | Printers, Video (Ultrasound Printer) | Sony | Bishnah CHC
1290 | Gandhi Nagar DH | Tables, Operating Electrical (OT Table Electrical) | Staan biomedical engineering p | GAYNAE OT/FIRST FLOOR
1291 | Gandhi Nagar DH | Sterilizing Units(Instrument Sterilizer) | NA | GENERAL OPD
1292 | Gandhi Nagar DH | Aspirators (Suction Machine) | Atmos | Palliative care/Ground floor
1293 | Gandhi Nagar DH | Sterilizing Units(Instrument Sterilizer) | Esteem industries | LAPRO OT / FIRST FLOOR
1294 | Gandhi Nagar DH | Printers, Video (Ultrasound Printer) | Sony | RADIOLOGY
1295 | Gandhi Nagar DH | Monitoring Systems, Physiologic with 7 Parameters (7 Para Patient Monitor) | Edan | MICU/ First floor
1296 | Gandhi Nagar DH | Monitoring Systems, Physiologic with 7 Parameters (7 Para Patient Monitor) | Edan | HIRANAGAR CHC
1297 | Gandhi Nagar DH | Aspirators (Suction Machine) | Atmos | LAPRO OT / FIRST FLOOR
1298 | Gandhi Nagar DH | Scales, Adult, Floor,Mechanical (Adult floor Mechanical Weighing machine) | Virgo | IMMUNIZATION
1299 | Gandhi Nagar DH | Biological Safety Cabinet (Biosafety Cabinet) | York scientific Pvt ltd | Microbiology lab
1300 | Gandhi Nagar DH | Laparoscope Set ( Laparoscope Set ) | Stryker | Gynaecology OT
1301 | Gandhi Nagar DH | Sphygmomanometers, Aneriod(Aneroid BP Machine) | Vital | GENERAL OPD
1302 | Gandhi Nagar DH | Monitoring Systems, Physiologic with 7 Parameters (7 Para Patient Monitor) | Edan | Emergency&casualty/ground floor block A
1303 | Gandhi Nagar DH | Fumigation Unit (Fumigation Machine) | Faith Micro Solutions | Dialysis
1304 | Gandhi Nagar DH | Scales, Adult, Floor,Mechanical (Adult floor Mechanical Weighing machine) | NA | ROOM NO : 212/GENERAL WARD/FIRST FLOOR
1305 | Gandhi Nagar DH | Monitoring Systems, Physiologic with 7 Parameters (7 Para Patient Monitor) | Edan | Ward1/Ground floor
1306 | Gandhi Nagar DH | Sterilizing Units, Ultraviolet ( UV Chamber) | Apex industrial electronics | Dental section
1307 | Gandhi Nagar DH | Chairs, Examination/Treatment, Dentistry (Dental Chair) | Confident dental equipment | Dental section
1308 | Gandhi Nagar DH | Printers, Video (Ultrasound Printer) | Sony | Radiology
1309 | Gandhi Nagar DH | Microscopes, Light, Laboratory (Binocular Microscope) | Quasmo | OPD PATHLAB
1310 | Gandhi Nagar DH | Monitoring Systems, Physiologic with 7 Parameters (7 Para Patient Monitor) | Edan | Ward 4 /Ground floor
1311 | Gandhi Nagar DH | Monitoring Systems, Physiologic with 5 Parameters (5 Para Patient Monitor) | BAMC MEDICAL LIMITED | HDU/ICU Ground floor
1312 | Gandhi Nagar DH | Sterilizing Units(Instrument Sterilizer) | Esteem industries | General OT
1313 | Gandhi Nagar DH | Sterilizing Units, Steam (Autoclave Vertical) | Geeta Industries | ENT OPD/ 1st Floor
1314 | Gandhi Nagar DH | Refrigerators, Ice Lined-70L ( 70L ILR ) | Haier | DY. CMO Store
1315 | Gandhi Nagar DH | Beds, Electric ( Patient Electric Bed) | L&T Medical | Dialysis center/1st floor
1316 | Gandhi Nagar DH | Refrigerators, Blood Bank (Blood bank Refrigerator) | Remi | BLOOD BANK
1317 | Gandhi Nagar DH | Sterilizing Units(Instrument Sterilizer) | NA | Gynae ot
1318 | Gandhi Nagar DH | Monitoring Systems, Physiologic with 5 Parameters (5 Para Patient Monitor) | BAMC MEDICAL LIMITED | HDU/ ICU ( Palliative care)
1319 | Gandhi Nagar DH | Tables, Blood Donor (Blood donor couch) | Dacor manufacturing co. | Blood bank
1320 | Gandhi Nagar DH | Monitoring Systems, Physiologic with 5 Parameters (5 Para Patient Monitor) | BAMC MEDICAL LIMITED | HDU/ICU Ground floor
1321 | Gandhi Nagar DH | Tympanometer Screening, Table top ( Tympanometer, tabletop ) | MAICO diagnostics Gmbh | Audiometry
1322 | Gandhi Nagar DH | Monitoring Systems, Physiologic with 5 Parameters (5 Para Patient Monitor) | BAMC MEDICAL LIMITED | HDU/ICU Ground floor
1323 | Gandhi Nagar DH | Monitoring Systems, Physiologic with 5 Parameters (5 Para Patient Monitor) | BAMC MEDICAL LIMITED | HDU/ ICU ( Palliative care)
1324 | Gandhi Nagar DH | Microscopes, Light, Laboratory (Binocular Microscope) | Ajay optik India | Blood bank
1325 | Gandhi Nagar DH | Monitoring Systems, Physiologic with 7 Parameters (7 Para Patient Monitor) | Edan | Emergency&casualty/ground floor block A
1326 | Gandhi Nagar DH | Tables, Operating Electrical (OT Table Electrical) | GALAXY INDIA | OT - 1st Floor
1327 | Gandhi Nagar DH | Beds, Electric ( Patient Electric Bed) | NA | HDU/ICU Ground floor
1328 | Gandhi Nagar DH | Refrigerators, Blood Bank (Blood bank Refrigerator) | Remi | BLOOD BANK -GROUND FLOOR
1329 | Gandhi Nagar DH | Warming Units, Patient, Radiant, Infant (Radiant Warmer) | Neo Expert Pvt.Ltd | HDU/ICU Ground floor
1330 | Gandhi Nagar DH | Incubators, Infant(Infant Incubator) | Neo Expert Pvt.Ltd | HDU/ICU Ground floor
1331 | Gandhi Nagar DH | Beds, Electric ( Patient Electric Bed) | NA | HDU/ICU Ground floor
1332 | Gandhi Nagar DH | Beds, Electric ( Patient Electric Bed) | NA | HDU/ ICU ( Palliative care)
1333 | Gandhi Nagar DH | Beds, Electric ( Patient Electric Bed) | NA | HDU/ICU Ground floor
1334 | Gandhi Nagar DH | Scales, Infant(Infant wieghing machine) | Neo Expert Pvt.Ltd | HDU/ICU Ground floor
1335 | Gandhi Nagar DH | Infusion Pumps, General Purpose (Infusion Pump) | ENMIND | HDU/ICU Ground floor
1336 | Gandhi Nagar DH | Monitoring Systems, Physiologic with 5 Parameters (5 Para Patient Monitor) | BAMC MEDICAL LIMITED | HDU/ICU Ground floor
1337 | Gandhi Nagar DH | Beds, Electric ( Patient Electric Bed) | NA | HDU/ICU Ground floor
1338 | Gandhi Nagar DH | Infusion Pumps, General Purpose (Infusion Pump) | ENMIND | HDU/ICU Ground floor
1339 | Gandhi Nagar DH | Monitoring Systems, Physiologic with 5 Parameters (5 Para Patient Monitor) | BAMC MEDICAL LIMITED | HDU/ICU Ground floor
1340 | Gandhi Nagar DH | Beds, Electric ( Patient Electric Bed) | NA | HDU/ICU Ground floor
1341 | Gandhi Nagar DH | Nebulizers, Nonheated (Nebulizer) | Dr.Diaz | HDU/ ICU ( Palliative care)
1342 | Gandhi Nagar DH | Microscopes, Light, Laboratory (Binocular Microscope) | MLW Intermed Germany | Opd
1343 | Gandhi Nagar DH | Ophthalmoscope/Otoscopes(Opthalmoscope) | Desco | HDU/ ICU ( Palliative care)
1344 | Gandhi Nagar DH | Beds, Electric ( Patient Electric Bed) | L&T Medical | Dialysis center/1st floor
1345 | Gandhi Nagar DH | Sterilizing Units(Instrument Sterilizer) | NA | GENERAL OPD
1346 | Gandhi Nagar DH | Fetal Heart Detectors, Ultrasonic (Fetal doppler) | BPL | 1st Floor- Labour Room
1347 | Gandhi Nagar DH | Beds, Electric ( Patient Electric Bed) | Timotion | Icu-Isolation/ground floor,block A
1348 | Gandhi Nagar DH | Otoscopes | Desco | HDU/ ICU ( Palliative care)
1349 | Gandhi Nagar DH | Warming Units, Patient, Radiant, Infant (Radiant Warmer) | Neo Expert Pvt.Ltd | HDU/ ICU ( Palliative care)
1350 | Gandhi Nagar DH | Scales, Infant, Digital (Digital Infant Scale) | Neo Expert Pvt.Ltd | HDU/ICU Ground floor
1351 | Gandhi Nagar DH | Phototherapy Units, Ultraviolet, LED,(LED Infant Phototherapy) | AVI health care Pvt Ltd | SNCU first floor
1352 | Gandhi Nagar DH | Warming Units, Patient, Radiant, Infant (Radiant Warmer) | Neo Expert Pvt.Ltd | HDU/ ICU ( Palliative care)
1353 | Gandhi Nagar DH | Aspirators (Suction Machine) | Anand medicaids Pvt. Ltd | EMERGENCY/GROUND FLOOR
1354 | Gandhi Nagar DH | Biological Safety Cabinet (Biosafety Cabinet) | York scientific Pvt ltd | Microbiology lab
1355 | Gandhi Nagar DH | Tube Sealer, Table top (Tube Sealer Tabletop) | Terumo penpol Pvt. Ltd | Blood bank
1356 | Gandhi Nagar DH | Ventilators, BIPAP (BIPAP Machine) | VENTMED | HDU/ICU Ground floor
1357 | Gandhi Nagar DH | Ventilators, BIPAP (BIPAP Machine) | VENTMED | HDU/ ICU ( Palliative care)
1358 | Gandhi Nagar DH | Sterilizing Units(Instrument Sterilizer) | Atlas surgical company | Dialysis
1359 | Gandhi Nagar DH | Phototherapy Units, Ultraviolet, LED,(LED Infant Phototherapy) | AVI health care Pvt Ltd | Sncu
1360 | Gandhi Nagar DH | Sterilizing Units(Instrument Sterilizer) | NA | GENERAL OPD
1361 | Gandhi Nagar DH | Electrocardiographs, Three-Channel ( 3 Channel ECG) | Clarity medical Pvt. Ltd. | HDU/ICU Ground floor
1362 | Gandhi Nagar DH | Laparoscope Set ( Laparoscope Set ) | Stryker | General OT
1363 | Gandhi Nagar DH | Analyzers, Laboratory, Immunoassay, Automated, Elisa(ELISA Reader) | ERBA MANNHEIN | Blood centre
1364 | Gandhi Nagar DH | Phototherapy Units, Ultraviolet, LED,(LED Infant Phototherapy) | Neo Expert Pvt.Ltd | HDU/ ICU ( Palliative care)
1365 | Gandhi Nagar DH | Aspirators (Suction Machine) | DELUXE | HDU/ICU Ground floor
1366 | Gandhi Nagar DH | Aspirators (Suction Machine) | Atmos | OT/Ground floor
1367 | Gandhi Nagar DH | Analyzers, Laboratory, Hematology, Hemoglobin (HB Analyzer) | Hemocue | LABORATORY
1368 | Gandhi Nagar DH | Sterilizing Units Glass Bead (Glass bead Sterilizer) | NA | DEIC ( DENTAL SECTION)
1369 | Gandhi Nagar DH | Tables, Operating Electrical (OT Table Electrical) | Confident dental equipment | SURGICAL OT
1370 | Gandhi Nagar DH | Chairs, Examination/Treatment, Dentistry (Dental Chair) | Unicorn Denmart | DENTAL SECTION
1371 | Gandhi Nagar DH | Slit Lamps (Slit Lamp) | NA | EYE OT/GROUND FLOOR
1372 | Gandhi Nagar DH | Infusion Pumps, General Purpose (Infusion Pump) | ENMIND | HDU/ ICU ( Palliative care)
1373 | Gandhi Nagar DH | Monitoring Systems, Physiologic with 5 Parameters (5 Para Patient Monitor) | BAMC MEDICAL LIMITED | HDU/ ICU ( Palliative care)
1374 | Gandhi Nagar DH | Beds, Electric ( Patient Electric Bed) | NA | HDU/ ICU ( Palliative care)
1375 | Gandhi Nagar DH | Scales, Clinical, Blood Collection (Blood bag Weighing Machine) | Remi | Blood centre
1376 | Gandhi Nagar DH | Sterilizing Units(Instrument Sterilizer) | NA | Gynae Ward/ 1st Floor
1377 | Gandhi Nagar DH | Aspirators (Suction Machine) | DELUXE | HDU/ ICU ( Palliative care)
1378 | Gandhi Nagar DH | Aspirators (Suction Machine) | NA | GYNAE O.T
1379 | Gandhi Nagar DH | Sterilizing Units(Instrument Sterilizer) | NA | Opthalmology
1380 | Gandhi Nagar DH | Phototherapy Units, Ultraviolet, LED,(LED Infant Phototherapy) | AVI health care Pvt Ltd | SNCU/1st floor
1381 | Gandhi Nagar DH | Aspirators (Suction Machine) | NA | GYNAE O.T
1382 | Gandhi Nagar DH | Ovens, Drying (Hot Air Oven) | Yorco Scientific Udyog pvt ltd | Microbiology lab
1383 | Gandhi Nagar DH | Beds, Electric ( Patient Electric Bed) | Timotion | Palliative care/Ground floor
1384 | Gandhi Nagar DH | Monitoring Systems, Physiologic with 7 Parameters (7 Para Patient Monitor) | Edan | OT/Ground Floor
1385 | Gandhi Nagar DH | Scales, Infant, Digital (Digital Infant Scale) | Neo Expert Pvt.Ltd | HDU/ICU Ground floor
1386 | Gandhi Nagar DH | Microscopes, Light, Laboratory (Binocular Microscope) | Quasmo | SNCU LAB
1387 | Gandhi Nagar DH | Ophthalmometers (Keratometer) | NA | EYE OT
1388 | Gandhi Nagar DH | Vein Locator ( Vein Locator) | Christie medical holding Inc | Blood bank
1389 | Gandhi Nagar DH | Ventilator Intensive Care Infant ( Infant Ventilator ) | Oxivent | HDU/ICU Ground floor
1390 | Gandhi Nagar DH | Infusion Pumps, Syringe (Syringe Pump) | Fresenius Kabi India Pvt. Ltd | Palliative care/Ground floor
1391 | Gandhi Nagar DH | Sterilizing Units(Instrument Sterilizer) | NA | Gynae ot
1392 | Gandhi Nagar DH | Cutters, Syringe/Needle (Syringe cutter) | NA | Dental section
1393 | Gandhi Nagar DH | Cutters, Syringe/Needle (Syringe cutter) | NA | Dental section
1394 | Gandhi Nagar DH | Phototherapy Units, Ultraviolet, LED,(LED Infant Phototherapy) | AVI health care Pvt Ltd | SNCU/1st floor
1395 | Gandhi Nagar DH | Mixers, Blood Tube(Blood Mixer) | NA | central emergency laboratory
1396 | Gandhi Nagar DH | Defibrillators, External, Manual (Defibrillator) | Nihon Khoden | HDU/ICU Ground floor
1397 | Gandhi Nagar DH | Ophthalmometers (Keratometer) | NA | Opthalmology
1398 | Gandhi Nagar DH | Sterilizing Units(Instrument Sterilizer) | Esteem industries | NCD/GERIATRIC CLINIC/2ND FLOOR
1399 | Gandhi Nagar DH | Ventilator Intensive Care Infant ( Infant Ventilator ) | Oxivent | HDU/ICU Ground floor
1400 | Gandhi Nagar DH | Laser Imager with Two Tray ( 2 Tray Laser Imager ) | Fujifilm corporation | RADIOLOGY
1401 | Gandhi Nagar DH | Microscopes, Light, Laboratory (Binocular Microscope) | Ajay optik India | Opd
1402 | Gandhi Nagar DH | Sterilizing Units, Steam (Autoclave Vertical) | Geeta Industries | central emergency laboratory
1403 | Gandhi Nagar DH | Monitoring Systems, Physiologic with 7 Parameters (7 Para Patient Monitor) | Edan | Ward 2/Ground floor
1404 | Gandhi Nagar DH | Aspirators (Suction Machine) | DELUXE | HDU/ICU Ground floor
1405 | Gandhi Nagar DH | Ultrasound Therapy Systems, Physical Therapy (Ultrasound Therapy machine) | Meditek electronics | Physiotherapy
1406 | Gandhi Nagar DH | Tables, Operating Hydraulic (OT Table Hydraulic) | Hospitec | Gynae O T
1407 | Gandhi Nagar DH | Tables, Operating Hydraulic (OT Table Hydraulic) | Cognate India | Gynae O T
1408 | Gandhi Nagar DH | Warming Units, Patient, Radiant, Infant (Radiant Warmer) | Neo Expert Pvt.Ltd | HDU/ICU Ground floor
1409 | Gandhi Nagar DH | Tables, Operating Hydraulic (OT Table Hydraulic) | Hospitec | OT2 (Ortho)
1410 | Gandhi Nagar DH | Ventilators, BIPAP (BIPAP Machine) | VENTMED | HDU/ICU Ground floor
1411 | Gandhi Nagar DH | Tables, Operating Hydraulic (OT Table Hydraulic) | NA | GYNAE O.T
1412 | Gandhi Nagar DH | Tables, Operating Hydraulic (OT Table Hydraulic) | NA | Laparo ot
1413 | Gandhi Nagar DH | Oxygen Concentrators (Oxygen Concentrator) | Longfian Scitech Co. Ltd | SNCU/FIRST FLOOR
1414 | Gandhi Nagar DH | Beds, Electric ( Patient Electric Bed) | L&T Medical | Dialysis center/1st floor
1415 | Gandhi Nagar DH | Ventilators, BIPAP (BIPAP Machine) | VENTMED | HDU/ICU Ground floor
1416 | Gandhi Nagar DH | Sterilizing Units(Instrument Sterilizer) | Yorco Scientific Udyog pvt ltd | OT1
1417 | Gandhi Nagar DH | Sterilizing Units(Instrument Sterilizer) | Esteem Industries Inc | Ground floor surgery opd
1418 | Gandhi Nagar DH | Oxygen Concentrators (Oxygen Concentrator) | Longfian Scitech Co. Ltd | SNCU/FIRST FLOOR
1419 | Gandhi Nagar DH | Laparoscope Set ( Laparoscope Set ) | Stryker | Gyne OT
1420 | Gandhi Nagar DH | Beds, Electric ( Patient Electric Bed) | L&T Medical | Dialysis center/1st floor
1421 | Gandhi Nagar DH | Microscopes, Light, Laboratory (Binocular Microscope) | Quasmo | Opd lab
1422 | Gandhi Nagar DH | Monitoring Systems, Physiologic with 7 Parameters (7 Para Patient Monitor) | Edan | Ward1/Ground floor
1423 | Gandhi Nagar DH | Walk in cooler ( Walk in cooler ) | Huurre | Store Room (CMO Store)
1424 | Gandhi Nagar DH | Sterilizing Units(Instrument Sterilizer) | NA | GYNAE O.T
1425 | Gandhi Nagar DH | Monitoring Systems, Physiologic with 7 Parameters (7 Para Patient Monitor) | Edan | Ward1/Ground floor
1426 | Gandhi Nagar DH | Oximeters, Pulse (Pulse Oximeter) | Clarity medical Pvt. Ltd. | HDU/ ICU ( Palliative care)
1427 | Gandhi Nagar DH | Sphygmomanometers, Aneriod(Aneroid BP Machine) | Diamond | Gynaeward/1st floor
1428 | Gandhi Nagar DH | Beds, Electric ( Patient Electric Bed) | NA | HDU/ ICU ( Palliative care)
1429 | Gandhi Nagar DH | Beds, Electric ( Patient Electric Bed) | NA | HDU/ ICU ( Palliative care)
1430 | Gandhi Nagar DH | Ventilators, BIPAP (BIPAP Machine) | Human Ventmedical Technology Co Ltd | HDU/ ICU ( Palliative care)
1431 | Gandhi Nagar DH | Scales, Infant, Digital (Digital Infant Scale) | Neo Expert Pvt.Ltd | HDU/ ICU ( Palliative care)
1432 | Gandhi Nagar DH | Scales, Patient, Floor, Adult,Digital(Digital Weighing Machine | Perfect | Dialysis
1433 | Gandhi Nagar DH | Ventilators, BIPAP (BIPAP Machine) | Ventmed Technology | HDU/ ICU ( Palliative care)
1434 | Gandhi Nagar DH | Scanning Systems, Ultrasonic, Echocardiograpy ( Echocardiograpy ) | Esaote | Room no 311 cardiography
1435 | Gandhi Nagar DH | Refrigerators, Laboratory (Lab refrigerator) | Whirlpool | HDU/ICU Ground floor
1436 | Gandhi Nagar DH | Sterilizing Units, Steam, Tabletop(13 Litre Table top) | Geeta Industries | 1ST FLOOR LABOUR ROOM
1437 | Gandhi Nagar DH | Ultrasound Therapy Systems, Physical Therapy (Ultrasound Therapy machine) | BDS ENTERPRISE | 1 Physiotherapy / Ground floor
1438 | Gandhi Nagar DH | Monitoring Systems, Physiologic with 7 Parameters (7 Para Patient Monitor) | Edan | MICU/ First floor
1439 | Gandhi Nagar DH | Infusion Pumps, General Purpose (Infusion Pump) | ENMIND | HDU/ICU Ground floor
1440 | Gandhi Nagar DH | Infusion Pumps, General Purpose (Infusion Pump) | ENMIND | HDU/ICU Ground floor
1441 | Gandhi Nagar DH | Radiographic Systems, Digital ( Digital X ray ) | Prognosys Medical System | Radiology
1442 | Gandhi Nagar DH | Infusion Pumps, General Purpose (Infusion Pump) | ENMIND | HDU/ICU Ground floor
1443 | Gandhi Nagar DH | Monitoring Systems, Physiologic with 3 Parameters (3 Para Patient Monitor) | Skanray Healthcare | GYNAE O.T
1444 | Gandhi Nagar DH | Laparoscope Set ( Laparoscope Set ) | Stryker | GAYNAE OT/FIRST FLOOR
1445 | Gandhi Nagar DH | Oxygen Concentrators (Oxygen Concentrator) | Longfian Scitech Co. Ltd | OT/Ground Floor
1446 | Gandhi Nagar DH | Oxygen Concentrators (Oxygen Concentrator) | Longfian Scitech Co. Ltd | Emergency
1447 | Gandhi Nagar DH | View Boxes, X-Ray (X ray Film viewer) | NA | 1ST FLOOR-SNCU
1448 | Gandhi Nagar DH | View Boxes, X-Ray (X ray Film viewer) | NA | 1ST FLOOR-SNCU
1449 | Gandhi Nagar DH | Fetal Heart Detectors, Ultrasonic (Fetal doppler) | BPL | Labour room
1450 | Gandhi Nagar DH | Cutters, Syringe/Needle (Syringe cutter) | Microsil | SURGICAL OT
1451 | Gandhi Nagar DH | Chairs, Examination/Treatment, Dentistry (Dental Chair) | Suz- dent India Pvt Ltd | Dental section
1452 | Gandhi Nagar DH | Cutters, Syringe/Needle (Syringe cutter) | Labtech | W No. 1 Femal
1453 | Gandhi Nagar DH | Cutters, Syringe/Needle (Syringe cutter) | Kohli surgical | W No. 2
1454 | Gandhi Nagar DH | Cutters, Syringe/Needle (Syringe cutter) | Kohli surgical | Accidental emergency
1455 | Gandhi Nagar DH | Cutters, Syringe/Needle (Syringe cutter) | Microsil | Emergency Ward
1456 | Gandhi Nagar DH | Cutters, Syringe/Needle (Syringe cutter) | Microsil | W No. 3
1457 | Gandhi Nagar DH | Cutters, Syringe/Needle (Syringe cutter) | Labtech | W No.6 Medicine
1458 | Gandhi Nagar DH | Nebulizers, Nonheated (Nebulizer) | Medi mist | Accidental emergency
1459 | Gandhi Nagar DH | Nebulizers, Nonheated (Nebulizer) | Pioneer | CASUALITY (EMERGENCY)
1460 | Gandhi Nagar DH | Fetal Heart Detectors, Ultrasonic (Fetal doppler) | Bio-plus | Labour room
1461 | Gandhi Nagar DH | Sphygmomanometers, Mercury (Mercury BP Machine) | Namatt | EYE OT/GROUND FLOOR
1462 | Gandhi Nagar DH | Scales, Adult, Floor,Mechanical (Adult floor Mechanical Weighing machine) | NA | DEIC DENTAL / FIRST FLOOR
1463 | Gandhi Nagar DH | Ultrasonic Surgical Cutter/Coagulators ( Harmonic Ultrasonic Surgical Unit) | Olympus PK Technolgy | General OT
1464 | Gandhi Nagar DH | Nebulizers, Nonheated (Nebulizer) | Morepen lab. Ltd | Gynae ot
1465 | Gandhi Nagar DH | Nebulizers, Nonheated (Nebulizer) | K life | Gynae
1466 | Gandhi Nagar DH | Ophthalmoscopes (Ophthalmoscopes) | Heine | Opthalmology
1467 | Gandhi Nagar DH | Sterilizing Units(Instrument Sterilizer) | Geeta Industries | Dental section
1468 | Gandhi Nagar DH | Ophthalmoscopes (Ophthalmoscopes) | Heine | Opthalmology
1469 | Gandhi Nagar DH | Cutters, Syringe/Needle (Syringe cutter) | Microsil | Dental section
1470 | Gandhi Nagar DH | Cutters, Syringe/Needle (Syringe cutter) | Microsil | ICTC
1471 | Gandhi Nagar DH | Cutters, Syringe/Needle (Syringe cutter) | Microsil | STD Clinic
1472 | Gandhi Nagar DH | Nebulizers, Nonheated (Nebulizer) | Prime pack meditech | Dialysis
1473 | Gandhi Nagar DH | Beds, Electric ( Patient Electric Bed) | Timotion | Icu-Isolation/ground floor,block A
1474 | Gandhi Nagar DH | Laminar Air Flow Units (Laminar Air flow) | Jeshra Instruments Pvt Ltd | Blood centre
1475 | Gandhi Nagar DH | Extractors, Plasma (Plasma Extractor) | Jeshra Instruments Pvt Ltd | Blood centre
1476 | Gandhi Nagar DH | Laryngoscopes, Rigid (Laryngoscope) | NA | SNCU
1477 | Gandhi Nagar DH | Laryngoscopes, Rigid (Laryngoscope) | NA | SNCU
1478 | Gandhi Nagar DH | Tables, Operating Hydraulic (OT Table Hydraulic) | GALAXY INDIA | EYE OT/GROUND FLOOR
1479 | Gandhi Nagar DH | Aspirators (Suction Machine) | Anand surgical industries | GYNAE O.T
1480 | Gandhi Nagar DH | Lights, Surgical - 2 Dome - LED(2 Dome LED Surgical OT Light) | Surgident | OT
1481 | Gandhi Nagar DH | Lights, Surgical - 2 Dome - LED(2 Dome LED Surgical OT Light) | Surgident | OT
1482 | Gandhi Nagar DH | Analyzers, Laboratory, Clinical chemistry, Manual (Semi auto analyzer) | Micro lab | CENTRAL LAB
1483 | Gandhi Nagar DH | Scales, Patient, Floor, Adult,Digital(Digital Weighing Machine | Perfect | Dialysis
1484 | Gandhi Nagar DH | Cutters, Syringe/Needle (Syringe cutter) | Lifeguard | EYE OT
1485 | Gandhi Nagar DH | Sterilizing Units(Instrument Sterilizer) | NA | OT1 (Surgical)
1486 | Gandhi Nagar DH | Monitoring Systems, Physiologic with 7 Parameters (7 Para Patient Monitor) | Edan | MICU/ First floor
1487 | Gandhi Nagar DH | Monitoring Systems, Physiologic with 7 Parameters (7 Para Patient Monitor) | Edan | MICU/ First floor
1488 | Gandhi Nagar DH | Chairs, Examination/Treatment, Dentistry (Dental Chair) | Confident dental equipment | DENTAL SECTION
1489 | Gandhi Nagar DH | Scales, Infant, Mechanical (Infant wieghing machine) | Docbel barun | Opd
1490 | Gandhi Nagar DH | Centrifuges, Tabletop (Centrifuge) | Laby Instruments | OT2 (Ortho)
1491 | Gandhi Nagar DH | Fetal Heart Detectors, Ultrasonic (Fetal doppler) | Lifeline Medical Devices | 1st Floor- Labour Room
1492 | Gandhi Nagar DH | View Boxes, X-Ray (X ray Film viewer) | NA | OT1 (Surgical)
1493 | Gandhi Nagar DH | View Boxes, X-Ray (X ray Film viewer) | NA | OT-2 ground floor
1494 | Gandhi Nagar DH | View Boxes, X-Ray (X ray Film viewer) | NA | OT-2 ground floor
1495 | Gandhi Nagar DH | Oxygen Concentrators (Oxygen Concentrator) | Jiangsu Jumao X-Care Medical Equipment Co Ltd | EMERGANCY ROOM, GROUND FLOOR
1496 | Gandhi Nagar DH | Analyzers, Laboratory, Clinical chemistry, Manual (Semi auto analyzer) | Micro lab | Lab
1497 | Gandhi Nagar DH | Aspirators, Foot (Foot Suction) | Mehar | Dialysis
1498 | Gandhi Nagar DH | Aspirators, Foot (Foot Suction) | Mehar | Dialysis
1499 | Gandhi Nagar DH | Ventilator Intensive care ( PM CARE ) | Skanray Healthcare | Post partum ward/ground floor
1500 | Gandhi Nagar DH | Sphygmomanometers, Aneroid(Aneroid BP Machine) | Max | 1St Floor - Dental Opd
1501 | Gandhi Nagar DH | View Boxes, X-Ray (X ray Film viewer) | NA | Palliative care / GROUND FLOOR
1502 | Gandhi Nagar DH | Baths, Water, Laboratory (Water Bath) | Ambala associates | Blood bank
1503 | Gandhi Nagar DH | Incubators, Infant(Infant Incubator) | NA | 1ST Floor- SNCU
1504 | Gandhi Nagar DH | View Boxes, X-Ray (X ray Film viewer) | NA | Casuality Emergency Ward/Ground Floor
1505 | Gandhi Nagar DH | Electrocardiographs, Three-Channel ( 3 Channel ECG) | SHENZEN UNICARE ELECTRONIC | ECG Section Room. No. 314 second floor
1506 | Gandhi Nagar DH | Monitoring Systems, Physiologic with 5 Parameters (5 Para Patient Monitor) | Contec Medical System | Palliative care/Ground floor
1507 | Gandhi Nagar DH | Sterilizing Units, Steam,Horizontal (Autoclave Horizontal) | Natt steel Equipment pvt ltd | Eye OT
1508 | Gandhi Nagar DH | Lights, Surgical, Mobile LED (LED Mobile OT Light) | SIMEON MEDICAL | Ground Floor-Emerengy
1509 | Gandhi Nagar DH | Retinoscopes (Retinoscope) | NA | EYE OT / GROUND FLOOR
1510 | Gandhi Nagar DH | Audiometers, Two Channel ( 2 Channel Audiometer ) | Interacoustic | Audiometer Room ENT
1511 | Gandhi Nagar DH | Analyzers, Laboratory, Body Fluids, Glucose (Glucometer) | AS Devices | Gynae ot
1512 | Gandhi Nagar DH | Sphygmomanometers, Aneriod(Aneroid BP Machine) | Vital | EYE SECTION
1513 | Gandhi Nagar DH | Monitoring Systems, Physiologic with 7 Parameters (7 Para Patient Monitor) | Edan | Ward 3 /Ground floor
1514 | Gandhi Nagar DH | Anesthesia Units, Boyles (Boyles Apparatus) | Boc India Ltd | OT2 (Ortho)
1515 | Gandhi Nagar DH | Anesthesia Units Work Station (Anesthesia work station) | Avasarala technologies ltd | Gynae O.t
1516 | Gandhi Nagar DH | Anesthesia Units Work Station (Anesthesia work station) | Avasarala technologies ltd | OT
1517 | Gandhi Nagar DH | Incubators, Test Tube (Lab Incubator) | York scientific Pvt ltd | Microbiology lab
1518 | Gandhi Nagar DH | Monitoring Systems, Physiologic with 7 Parameters (7 Para Patient Monitor) | Edan | Emergency&casualty/ground floor block A
1519 | Gandhi Nagar DH | Monitoring Systems, Physiologic with 5 Parameters (5 Para Patient Monitor) | Contec Medical System | 1ST FLOOR-SNCU
1520 | Gandhi Nagar DH | Scales, Adult, Floor,Mechanical (Adult floor Mechanical Weighing machine) | Krups | 1St Floor-Paediatric
1521 | Gandhi Nagar DH | Lights, Surgical - 2 Dome - LED(2 Dome LED Surgical OT Light) | Cognate India | Gynae O.t
1522 | Gandhi Nagar DH | Sphygmomanometers, Aneriod(Aneroid BP Machine) | Diamond | LABOUR ROOM/1ST FLOOR
1523 | Gandhi Nagar DH | Incubators, Infant(Infant Incubator) | Neo Expert Pvt.Ltd | HDU/ ICU ( Palliative care)
1524 | Gandhi Nagar DH | Ventilator Intensive Care Infant ( Infant Ventilator ) | Oxivent | HDU/ICU Ground floor
1525 | Gandhi Nagar DH | Monitoring Systems, Physiologic with 5 Parameters (5 Para Patient Monitor) | BAMC medical | HDU/ ICU ( Palliative care)
1526 | Gandhi Nagar DH | Monitoring Systems, Physiologic with 5 Parameters (5 Para Patient Monitor) | BAMC medical | HDU/ ICU ( Palliative care)
1527 | Gandhi Nagar DH | Lights, Surgical, 2 Dome, Halogen (2 Dome Halogen OT Light) | NA | SURGICAL OT
1528 | Gandhi Nagar DH | Microscopes, Light, Operating (Operating Microscope) | Carl Zeiss | OT2 (Ortho)
1529 | Gandhi Nagar DH | Ventilator Intensive care ( PM CARE ) | Skanray Healthcare | SNCU/1st floor
1530 | Gandhi Nagar DH | Ventilator Intensive care ( PM CARE ) | Skanray Healthcare | Icu-Isolation/ground floor,block A
1531 | Gandhi Nagar DH | Ventilator Intensive care ( PM CARE ) | Skanray Healthcare | SNCU WARD/1ST FLOOR
1532 | Gandhi Nagar DH | Ventilator Intensive care ( PM CARE ) | Skanray Healthcare | SNCU/1st floor
1533 | Gandhi Nagar DH | Ventilator Intensive care ( PM CARE ) | Skanray Healthcare | SNCU WARD/1ST FLOOR
1534 | Gandhi Nagar DH | Ventilator Intensive care ( PM CARE ) | Skanray Healthcare | CASUALITY/EMERGENCY/ICU/GROUND FLOOR
1535 | Gandhi Nagar DH | Refrigerators, Laboratory (Lab refrigerator) | Whirlpool | HDU/ ICU ( Palliative care)
1536 | Gandhi Nagar DH | Analyzers, Laboratory, Hematology, Cell Counting, Automated(5 Part Blood Cell counter) | Transasia Biomedical LTD | central emergency laboratory
1537 | Gandhi Nagar DH | Ventilator Intensive care ( PM CARE ) | Skanray Healthcare | SNCU WARD/1ST FLOOR
1538 | Gandhi Nagar DH | Monitoring Systems, Physiologic with 7 Parameters (7 Para Patient Monitor) | Edan | MICU/ First floor
1539 | Gandhi Nagar DH | Oxygen Concentrators (Oxygen Concentrator) | Longfian Scitech Co. Ltd | SNCU/FIRST FLOOR
1540 | Gandhi Nagar DH | Sphygmomanometers, Aneriod(Aneroid BP Machine) | Vital | GAYNAE OT/FIRST FLOOR
1541 | Gandhi Nagar DH | Ventilator Intensive care ( PM CARE ) | Bharat Electronics Ltd | Ward no 11 SNCU/Ist floor
1542 | Gandhi Nagar DH | Ventilator Intensive care ( PM CARE ) | Bharat Electronics Ltd | Ward no 11 SNCU/Ist floor
1543 | Gandhi Nagar DH | Ventilator Intensive care ( PM CARE ) | Bharat Electronics Ltd | SNCU first floor
1544 | Gandhi Nagar DH | Centrifuges, Tabletop (Centrifuge) | NA | EMERGENCY LABORATORY
1545 | Gandhi Nagar DH | Continuous Positive Airway Pressure Units (CPAP Ventilator) | BAMC MEDICAL LIMITED | HDU/ICU Ground floor
1546 | Gandhi Nagar DH | Nebulizers, Nonheated (Nebulizer) | Dr. Diaz | HDU/ ICU ( Palliative care)
1547 | Gandhi Nagar DH | Nebulizers, Nonheated (Nebulizer) | Dr. Diaz | HDU/ ICU ( Palliative care)
1548 | Gandhi Nagar DH | Ventilator Intensive care ( PM CARE ) | Skanray Healthcare | Icu-Isolation/ground floor,block A
1549 | Gandhi Nagar DH | Ventilator Intensive care ( PM CARE ) | Skanray Healthcare | Icu-Isolation/ground floor,block A
1550 | Gandhi Nagar DH | Ventilator Intensive care ( PM CARE ) | Skanray Healthcare | Emergency&casualty/ground floor block A
1551 | Gandhi Nagar DH | Ventilator Intensive care ( PM CARE ) | Bharat Electronics Ltd | Icu-Isolation
1552 | Gandhi Nagar DH | Ventilator Intensive care ( PM CARE ) | Skanray Healthcare | Emergency&casualty/ground floor block A
1553 | Gandhi Nagar DH | Ventilator Intensive care ( PM CARE ) | Skanray Healthcare | CASUALITY/EMERGENCY/ICU/GROUND FLOOR
1554 | Gandhi Nagar DH | Sphygmomanometers, Aneriod(Aneroid BP Machine) | Bio-plus | NCD
1555 | Gandhi Nagar DH | Warming Units, Patient, Radiant, Infant (Radiant Warmer) | Neo Expert Pvt.Ltd | HDU/ICU Ground floor
1556 | Gandhi Nagar DH | Phototherapy Units, Ultraviolet, LED,(LED Infant Phototherapy) | Neo Expert Pvt.Ltd | HDU/ICU Ground floor
1557 | Gandhi Nagar DH | View Boxes, X-Ray (X ray Film viewer) | NA | HDU/ICU Ground floor
1558 | Gandhi Nagar DH | Oximeters, Pulse (Pulse Oximeter) | Clarity Medical Pvt ltd | HDU/ICU Ground floor
1559 | Gandhi Nagar DH | Radiographic Units, Dental, Extraoral (Dental X Ray) | Technomac | Dental section
1560 | Gandhi Nagar DH | Oximeters, Pulse, tabletop(Tabletop Pulse Oximeter) | Phelix Healthcare | SNCU section
1561 | Gandhi Nagar DH | Nebulizers, Nonheated (Nebulizer) | Entair | Ground Floor - Medicine Store
1562 | Gandhi Nagar DH | Radiographic/Fluoroscopic Systems, General-Purpose -300 mA (General X Ray - 300mA) | Rays India PVT LTD | X-RAY
1563 | Gandhi Nagar DH | Sterilizing Units Glass Bead (Glass bead Sterilizer) | NA | Dental section
1564 | Gandhi Nagar DH | Scales, Infant, Mechanical (Infant wieghing machine) | Docbel barun | Labour room
1565 | Gandhi Nagar DH | Ventilators, Intensive Care (ICU Ventilator) | PULMORTIC | SURGICAL OT
1566 | Gandhi Nagar DH | Sphygmomanometers, Aneriod(Aneroid BP Machine) | Disha | Dental section
1567 | Gandhi Nagar DH | Ventilators, Intensive Care, Non invasive (Non Invasive ICU Ventilator) | Dragger | CASUALITY
1568 | Gandhi Nagar DH | Ventilators, Intensive Care, Non invasive (Non Invasive ICU Ventilator) | Meditec England | CASUALITY (EMERGENCY)/Ground floor
1569 | Gandhi Nagar DH | Ventilators, Intensive Care, Non invasive (Non Invasive ICU Ventilator) | Meditec England | CASUALITY (EMERGENCY)/Ground floor
1570 | Gandhi Nagar DH | Ventilators, Intensive Care, Non invasive (Non Invasive ICU Ventilator) | Meditec England | CASUALITY (EMERGENCY)/Ground floor
1571 | Gandhi Nagar DH | Ventilators, Intensive Care, Non invasive (Non Invasive ICU Ventilator) | Meditec England | Palliative care/Ground floor
1572 | Gandhi Nagar DH | Ventilators, Intensive Care, Non invasive (Non Invasive ICU Ventilator) | Meditec England | Palliative care/Ground floor
1573 | Gandhi Nagar DH | Ventilators, Intensive Care, Non invasive (Non Invasive ICU Ventilator) | Meditec England | Palliative care
1574 | Gandhi Nagar DH | Stimulators, Electrical (Nerve Stimulator) | NA | Physiotherapy
1575 | Gandhi Nagar DH | Sterilizing Units, Plasma(Plasma Sterililzer) | Sterrad | GENERAL OT
1576 | Gandhi Nagar DH | Incubators, Test Tube (Lab Incubator) | Swastika Bio. Remedies | Blood bank
1577 | Gandhi Nagar DH | Sterilizing Units, Steam (Autoclave Vertical) | Geeta Industries | Minor Ot
1578 | Gandhi Nagar DH | Scales, Infant, Digital (Digital Infant Scale) | Equinox | SNCU section
1579 | Gandhi Nagar DH | Sterilizing Units, Steam (Autoclave Vertical) | Geeta Industries | EYE OT
1580 | Gandhi Nagar DH | Scales, Adult, Floor,Mechanical (Adult floor Mechanical Weighing machine) | NA | NCD
1581 | Gandhi Nagar DH | Scales, Infant, Digital (Digital Infant Scale) | Equinox | SNCU section
1582 | Gandhi Nagar DH | Scales, Infant, Digital (Digital Infant Scale) | Equinox | SNCU section
1583 | Gandhi Nagar DH | Refrigerators, Laboratory (Lab refrigerator) | Godrej | central emergency laboratory
1584 | Gandhi Nagar DH | Sterilizing Units, Steam (Autoclave Vertical) | NA | Accidental emergency
1585 | Gandhi Nagar DH | Sterilizing Units(Instrument Sterilizer) | NA | EYE OT
1586 | Gandhi Nagar DH | Aspirators (Suction Machine) | Anand surgical industries | OT1
1587 | Gandhi Nagar DH | Sterilizing Units, Steam (Autoclave Vertical) | Rexco | Blood Bank
1588 | Gandhi Nagar DH | Sterilizing Units, Steam (Autoclave Vertical) | NA | EYE OT
1589 | Gandhi Nagar DH | Electrosurgical Units (Cautery Machine) | Indian healosurg pvt ltd | Minor OT
1590 | Gandhi Nagar DH | Water Purification Systems Reverse Osmosis (RO Plant) | Blue mount | Dialysis centre
1591 | Gandhi Nagar DH | Analyzers, Laboratory, Blood Gas/PH (Blood Gas Analyser) | Abbott | Gynae ot
1592 | Gandhi Nagar DH | Sterilizing Units, Steam (Autoclave Vertical) | Geeta Industries | EYE OT
1593 | Gandhi Nagar DH | Scales, Infant, Digital (Digital Infant Scale) | NA | SNCU section
1594 | Gandhi Nagar DH | Scales, Infant, Mechanical (Infant wieghing machine) | Docbel barun | SANITATION
1595 | Gandhi Nagar DH | Scales, Adult, Floor,Mechanical (Adult floor Mechanical Weighing machine) | Kohinoor | Blood bank
1596 | Gandhi Nagar DH | Anesthesia Units Work Station (Anesthesia work station) | Avasarala technologies ltd | OT WARD
1597 | Gandhi Nagar DH | Scales, Infant, Mechanical (Infant wieghing machine) | NA | Gynae OT
1598 | Gandhi Nagar DH | Anesthesia Units Work Station (Anesthesia work station) | Spacelabs healthcare | OT1
1599 | Gandhi Nagar DH | Sterilizing Units, Steam (Autoclave Vertical) | Geeta Industries | 1St Floor-Gyne Ot
1600 | Gandhi Nagar DH | Aspirators (Suction Machine) | Bio-plus | SNCU section
1601 | Gandhi Nagar DH | Sterilizing Units, Steam (Autoclave Vertical) | Geeta Industries | Sncu
1602 | Gandhi Nagar DH | Sterilizing Units, Steam (Autoclave Vertical) | NA | DEIC DENTAL / FIRST FLOOR
1603 | Gandhi Nagar DH | Sterilizing Units, Steam, B- Type ( B Type Autoclave ) | Confident dental equipment | Dental section
1604 | Gandhi Nagar DH | Sterilizing Units, Steam,Horizontal (Autoclave Horizontal) | Esteem industries | Kotbhalwal PHC
1605 | Gandhi Nagar DH | Sphygmomanometers, Aneriod(Aneroid BP Machine) | Vital | Minor OT
1606 | Gandhi Nagar DH | Sphygmomanometers, Aneriod(Aneroid BP Machine) | Vital | Gynae
1607 | Gandhi Nagar DH | Sphygmomanometers, Aneriod(Aneroid BP Machine) | Vital | General Medicine
1608 | Gandhi Nagar DH | Sphygmomanometers, Aneriod(Aneroid BP Machine) | Vital | Homoepathy opd 2nd floor
1609 | Gandhi Nagar DH | Sphygmomanometers, Aneriod(Aneroid BP Machine) | Vital | EMERGENCY WARD
1610 | Gandhi Nagar DH | Sphygmomanometers, Aneriod(Aneroid BP Machine) | Vital | CASULITY
1611 | Gandhi Nagar DH | Sphygmomanometers, Aneriod(Aneroid BP Machine) | Vital | NCD
1612 | Gandhi Nagar DH | Sphygmomanometers, Aneriod(Aneroid BP Machine) | Vital | DMS ROOM
1613 | Gandhi Nagar DH | Sphygmomanometers, Aneriod(Aneroid BP Machine) | Vital | Opd
1614 | Gandhi Nagar DH | Sphygmomanometers, Aneriod(Aneroid BP Machine) | Bio-plus | 1St Floor - Eye OPD
1615 | Gandhi Nagar DH | Sphygmomanometers, Aneriod(Aneroid BP Machine) | Accu Sure | Ncd room 2nd floor
1616 | Gandhi Nagar DH | Sphygmomanometers, Aneriod(Aneroid BP Machine) | Vital | Causality R No. 10
1617 | Gandhi Nagar DH | Sphygmomanometers, Aneriod(Aneroid BP Machine) | Vital | EMERGENCY OPD
1618 | Gandhi Nagar DH | Sphygmomanometers, Aneriod(Aneroid BP Machine) | Vital | OT1
1619 | Gandhi Nagar DH | Sphygmomanometers, Aneriod(Aneroid BP Machine) | Vital | NEURO SURGERY OPD
1620 | Gandhi Nagar DH | Sphygmomanometers, Aneriod(Aneroid BP Machine) | Bio-plus | Emergency ecg
1621 | Gandhi Nagar DH | Sphygmomanometers, Aneroid(Aneroid BP Machine) | Accusure | NCD clinic/2nd floor
1622 | Gandhi Nagar DH | Sphygmomanometers, Aneriod(Aneroid BP Machine) | Vital | NEURO PHYSICIAN
1623 | Gandhi Nagar DH | Sphygmomanometers, Aneriod(Aneroid BP Machine) | Vital | CASULITY
1624 | Gandhi Nagar DH | Sphygmomanometers, Aneriod(Aneroid BP Machine) | Diamond | Emergency
1625 | Gandhi Nagar DH | Sphygmomanometers, Aneriod(Aneroid BP Machine) | Vital | EMERGENCY WARD
1626 | Gandhi Nagar DH | Sphygmomanometers, Aneroid(Aneroid BP Machine) | Disha | CAUSILITY /EMERGENCY
1627 | Gandhi Nagar DH | Sphygmomanometers, Aneriod(Aneroid BP Machine) | Bio-plus | ENT/first floor
1628 | Gandhi Nagar DH | Sphygmomanometers, Aneriod(Aneroid BP Machine) | Vital | SNCU/FIRST FLOOR
1629 | Gandhi Nagar DH | Lights, Surgical, 1 Dome, Halogen (1 Dome Halogen OT Light) | Philips | Minor OT
1630 | Gandhi Nagar DH | Sphygmomanometers, Mercury (Mercury BP Machine) | Disha | W No.6 Medicine
1631 | Gandhi Nagar DH | Sphygmomanometers, Mercury (Mercury BP Machine) | Lifeline Medical Devices | Dialysis
1632 | Gandhi Nagar DH | Sphygmomanometers, Mercury (Mercury BP Machine) | Bio-plus | OPD
1633 | Gandhi Nagar DH | Sphygmomanometers, Mercury (Mercury BP Machine) | Disha | W No. 1 Femal
1634 | Gandhi Nagar DH | Electrosurgical Units (Cautery Machine) | NA | GENERAL OPD
1635 | Gandhi Nagar DH | Electrosurgical Units-4 Channel(4 Channel Cautery Machine) | Covidien | OT/Ground Floor
1636 | Gandhi Nagar DH | Electrosurgical Units (Cautery Machine) | Medichem Electronics | OT1
1637 | Gandhi Nagar DH | Electrosurgical Units (Cautery Machine) | L & T Medical | Gynae OT
1638 | Gandhi Nagar DH | Electrosurgical Units (Cautery Machine) | Medichem Electronics | Gynae OT
1639 | Gandhi Nagar DH | Centrifuges, Tabletop (Centrifuge) | Remi | Sncu lab
1640 | Gandhi Nagar DH | Centrifuges, Tabletop (Centrifuge) | Remi | STD Clinic
1641 | Gandhi Nagar DH | Centrifuges, Tabletop (Centrifuge) | Remi | Blood bank
1642 | Gandhi Nagar DH | Centrifuges, Tabletop (Centrifuge) | Remi | central emergency laboratory
1643 | Gandhi Nagar DH | Centrifuges, Tabletop (Centrifuge) | NA | ICTC
1644 | Gandhi Nagar DH | Centrifuges, Tabletop (Centrifuge) | Remi | central emergency laboratory
1645 | Gandhi Nagar DH | Centrifuges, Tabletop (Centrifuge) | Remi | Opd
1646 | Gandhi Nagar DH | Centrifuges, Tabletop (Centrifuge) | Laby Instruments | central
1647 | Gandhi Nagar DH | Centrifuges, Tabletop,ID reader (Saxo Reader) | Bio-Rad | Blood bank
1648 | Gandhi Nagar DH | Centrifuges, Tabletop,ID reader (Saxo Reader) | Bio-Rad | Blood bank
1649 | Gandhi Nagar DH | Centrifuges, Tabletop, High-Speed, Microhematocrit ( Haematocrit Centrifuge) | NA | central emergency laboratory
1650 | Gandhi Nagar DH | Deep Freezer (-20 C) | Aicil lab instruments pvt ltd | Opd
1651 | Gandhi Nagar DH | Freezers Vaccine-120 L (120L -Vaccine Freezer) | Haier | Drug store
1652 | Gandhi Nagar DH | Freezers Vaccine-280 L (280 L -Vaccine Freezer) | Vestfrost | Store Room (CMO Store)
1653 | Gandhi Nagar DH | Freezers Vaccine-280 L (280 L -Vaccine Freezer) | Haier | Store Room (CMO Store)
1654 | Gandhi Nagar DH | Freezers Vaccine-280 L (280 L -Vaccine Freezer) | Vestfrost | Store Room (CMO Store)
1655 | Gandhi Nagar DH | Defibrillators, External, Manual (Defibrillator) | Medtronic system inc | OT
1656 | Gandhi Nagar DH | Defibrillators, External, Manual (Defibrillator) | NA | OT1
1657 | Gandhi Nagar DH | Defibrillators, External, Manual (Defibrillator) | BPL | Resuscitation R. No. 8
1658 | Gandhi Nagar DH | Defibrillators, External, Manual (Defibrillator) | NA | Gynaecology OT
1659 | Gandhi Nagar DH | Electrocardiographs, Single-Channel ( Single Channel ECG ) | BPL | Emergency ecg
1660 | Gandhi Nagar DH | Electrocardiographs, Single-Channel ( Single Channel ECG ) | BPL | ECG OPD
1661 | Gandhi Nagar DH | Electrocardiographs, Single-Channel ( Single Channel ECG ) | BPL | Emergency ecg
1662 | Gandhi Nagar DH | Electrocardiographs, Single-Channel ( Single Channel ECG ) | Marks | Emergency ecg
1663 | Gandhi Nagar DH | Microscopes, Light, Laboratory (Binocular Microscope) | Ajay optik India | LABORATORY
1664 | Gandhi Nagar DH | Electrocardiographs, Three-Channel ( 3 Channel ECG) | Shenzen comen medical | GAYNAE OT/FIRST FLOOR
1665 | Gandhi Nagar DH | Electrocardiographs, Three-Channel ( 3 Channel ECG) | Neclife | Emergency ecg
1666 | Gandhi Nagar DH | Electrocardiographs, Three-Channel ( 3 Channel ECG) | Contec Medical System | Medicine
1667 | Gandhi Nagar DH | Oximeters, Pulse, tabletop(Tabletop Pulse Oximeter) | Riransa Inc. Heath care P.ltd | SNCU section
1668 | Gandhi Nagar DH | Oximeters, Pulse, tabletop(Tabletop Pulse Oximeter) | RMS Medical Tech | SNCU section
1669 | Gandhi Nagar DH | Oximeters, Pulse, tabletop(Tabletop Pulse Oximeter) | Riransa Inc. Heath care P.ltd | SNCU section
1670 | Gandhi Nagar DH | Oximeters, Pulse, tabletop(Tabletop Pulse Oximeter) | NA | SNCU section
1671 | Gandhi Nagar DH | Oximeters, Pulse, tabletop(Tabletop Pulse Oximeter) | RMS Medical Tech | SNCU section
1672 | Gandhi Nagar DH | Refrigerators, Laboratory (Lab refrigerator) | Electrolux kelvinator | Blood bank
1673 | Gandhi Nagar DH | Refrigerators, Blood Bank (Blood bank Refrigerator) | Remi | Blood Bank
1674 | Gandhi Nagar DH | Refrigerators, Blood Bank (Blood bank Refrigerator) | Haier | Blood bank
1675 | Gandhi Nagar DH | Refrigerators, Ice Lined-200L ( 200L ILR ) | Vestfrost | DISPENSARY
1676 | Gandhi Nagar DH | Refrigerators, Ice Lined-200L ( 200L ILR ) | Vestfrost | DY. CMO Store
1677 | Gandhi Nagar DH | Refrigerators, Ice Lined-70L ( 70L ILR ) | Vestfrost | STD Clinic
1678 | Gandhi Nagar DH | Refrigerators, Ice Lined-70L ( 70L ILR ) | Haier | Drug store
1679 | Gandhi Nagar DH | Refrigerators, Laboratory (Lab refrigerator) | Samsung | ICTC
1680 | Gandhi Nagar DH | Refrigerators, Laboratory (Lab refrigerator) | Whirlpool | Labour room
1681 | Gandhi Nagar DH | Refrigerators, Laboratory (Lab refrigerator) | The western electric and scien | Microbiology Lab/3rd Floor
1682 | Gandhi Nagar DH | Refrigerators, Laboratory (Lab refrigerator) | LG | SNCU section
1683 | Gandhi Nagar DH | Refrigerators, Laboratory (Lab refrigerator) | Samsung | ICTC
1684 | Gandhi Nagar DH | Refrigerators, Laboratory (Lab refrigerator) | LG | Drug store
1685 | Gandhi Nagar DH | Refrigerators, Laboratory (Lab refrigerator) | Samsung | DISPENSARY
1686 | Gandhi Nagar DH | Refrigerators, Laboratory (Lab refrigerator) | Godrej | SURGICAL OT
1687 | Gandhi Nagar DH | Refrigerators, Laboratory (Lab refrigerator) | LG | Blood bank
1688 | Gandhi Nagar DH | Baths, Water, Laboratory (Water Bath) | SM scientific instruments p LT | Lab
1689 | Gandhi Nagar DH | Baths, Water, Laboratory (Water Bath) | ThermoFisher Scientific | RTPCR LAB
1690 | Gandhi Nagar DH | Baths, Water, Laboratory (Water Bath) | SM scientific instruments p LT | Central lab
1691 | Gandhi Nagar DH | Baths, Water, Laboratory (Water Bath) | Asian scintific ind.inc | central emergency laboratory
1692 | Gandhi Nagar DH | Incubators, Lab,ID reader(ID Lab Incubator) | Bio-Rad | Blood bank
1693 | Gandhi Nagar DH | Incubators, Test Tube (Lab Incubator) | York scientific Pvt ltd | Microbiology lab
1694 | Gandhi Nagar DH | Incubators, Test Tube (Lab Incubator) | bhagwati industries/ labthrem | central emergency laboratory
1695 | Gandhi Nagar DH | Incubators, Test Tube (Lab Incubator) | NA | central emergency laboratory
1696 | Gandhi Nagar DH | Warming Units, Patient, Radiant, Infant (Radiant Warmer) | Sara health care | SNCU section
1697 | Gandhi Nagar DH | Warming Units, Patient, Radiant, Infant (Radiant Warmer) | Sara health care | SNCU section
1698 | Gandhi Nagar DH | Warming Units, Patient, Radiant, Infant (Radiant Warmer) | Bird meditech | Labour room
1699 | Gandhi Nagar DH | Warming Units, Patient, Radiant, Infant (Radiant Warmer) | Sara health care | SNCU section
1700 | Gandhi Nagar DH | Warming Units, Patient, Radiant, Infant (Radiant Warmer) | Neotech Medical pvt.ltd | SNCU section
1701 | Gandhi Nagar DH | Warming Units, Patient, Radiant, Infant (Radiant Warmer) | Sara health care | SNCU section
1702 | Gandhi Nagar DH | Warming Units, Patient, Radiant, Infant (Radiant Warmer) | Sara health care | SNCU
1703 | Gandhi Nagar DH | Warming Units, Patient, Radiant, Infant (Radiant Warmer) | Sara health care | SNCU section
1704 | Gandhi Nagar DH | Warming Units, Patient, Radiant, Infant (Radiant Warmer) | Bird meditech | Gynae ot
1705 | Gandhi Nagar DH | Infusion Pumps, Syringe (Syringe Pump) | Allied medical | SNCU
1706 | Gandhi Nagar DH | Infusion Pumps, Syringe (Syringe Pump) | Allied medical | SNCU
1707 | Gandhi Nagar DH | Infusion Pumps, Syringe (Syringe Pump) | Plenum tech. Pvt. Ltd | SURGICAL OT
1708 | Gandhi Nagar DH | Lights, Surgical, Mobile Halogen (Halogen Mobile OT Light) | NA | Gynae OT
1709 | Gandhi Nagar DH | Sterilizing Units(Instrument Sterilizer) | NA | Minor OT
1710 | Gandhi Nagar DH | Lights, Surgical - 2 Dome - LED(2 Dome LED Surgical OT Light) | Surgident | EYE OT/GROUND FLOOR
1711 | Gandhi Nagar DH | Lights, Surgical, 2 Dome, Halogen (2 Dome Halogen OT Light) | Philips | OT2 (Ortho)
1712 | Gandhi Nagar DH | Oxygen Concentrators (Oxygen Concentrator) | Longfian Scitech Co. Ltd | Palliative care/Ground floor
1713 | Gandhi Nagar DH | Oxygen Concentrators (Oxygen Concentrator) | Longfian Scitech Co. Ltd | Palliative care/Ground floor
1714 | Gandhi Nagar DH | Oxygen Concentrators (Oxygen Concentrator) | Longfian Scitech Co. Ltd | Emergency
1715 | Gandhi Nagar DH | Oxygen Concentrators (Oxygen Concentrator) | RMS Medical Tech | Blood bank
1716 | Gandhi Nagar DH | Oxygen Concentrators (Oxygen Concentrator) | RMS Medical Tech | Emergency Ward
1717 | Gandhi Nagar DH | Oxygen Concentrators (Oxygen Concentrator) | RMS Medical Tech | Emergency Ward
1718 | Gandhi Nagar DH | Oxygen Concentrators (Oxygen Concentrator) | RMS Medical Tech | Emergency Ward
1719 | Gandhi Nagar DH | Oxygen Concentrators (Oxygen Concentrator) | RMS Medical Tech | SNCU section
1720 | Gandhi Nagar DH | Oxygen Concentrators (Oxygen Concentrator) | BPL | SNCU section
1721 | Gandhi Nagar DH | Oxygen Concentrators (Oxygen Concentrator) | BPL | Accidental emergency
1722 | Gandhi Nagar DH | Oxygen Concentrators (Oxygen Concentrator) | BPL | SNCU
1723 | Gandhi Nagar DH | Oxygen Concentrators (Oxygen Concentrator) | RMS Medical Tech | SNCU section
1724 | Gandhi Nagar DH | Oxygen Concentrators (Oxygen Concentrator) | RMS Medical Tech | Emergency Ward
1725 | Gandhi Nagar DH | Oxygen Concentrators (Oxygen Concentrator) | BPL | SNCU section
1726 | Gandhi Nagar DH | Monitoring Systems, Physiologic with 3 Parameters (3 Para Patient Monitor) | Skanray Healthcare | OT1
1727 | Gandhi Nagar DH | Monitoring Systems, Physiologic with 5 Parameters (5 Para Patient Monitor) | Contec Medical System | Palliative care
1728 | Gandhi Nagar DH | Monitoring Systems, Physiologic with 5 Parameters (5 Para Patient Monitor) | Contec Medical System | ORTHO OT
1729 | Gandhi Nagar DH | Monitoring Systems, Physiologic with 5 Parameters (5 Para Patient Monitor) | Contec Medical System | Dialysis
1730 | Gandhi Nagar DH | Monitoring Systems, Physiologic with 5 Parameters (5 Para Patient Monitor) | Contec Medical System | Dialysis
1731 | Gandhi Nagar DH | Monitoring Systems, Physiologic with 5 Parameters (5 Para Patient Monitor) | Vital-sign-Medidevices-pvt ltd | Gynae OT
1732 | Gandhi Nagar DH | Monitoring Systems, Physiologic with 5 Parameters (5 Para Patient Monitor) | Contec Medical System | Dialysis
1733 | Gandhi Nagar DH | Monitoring Systems, Physiologic with 5 Parameters (5 Para Patient Monitor) | Contec Medical System | General Ward
1734 | Gandhi Nagar DH | Monitoring Systems, Physiologic with 5 Parameters (5 Para Patient Monitor) | Meditec England | SURGICAL OT
1735 | Gandhi Nagar DH | Monitoring Systems, Physiologic with 5 Parameters (5 Para Patient Monitor) | Contec Medical System | Dialysis
1736 | Gandhi Nagar DH | Monitoring Systems, Physiologic with 5 Parameters (5 Para Patient Monitor) | Contec Medical System | EMERGENCY WARD
1737 | Gandhi Nagar DH | Monitoring Systems, Physiologic with 5 Parameters (5 Para Patient Monitor) | Vital-sign-Medidevices-pvt ltd | Gynae O T
1738 | Gandhi Nagar DH | Monitoring Systems, Physiologic with 5 Parameters (5 Para Patient Monitor) | Contec Medical System | Accidental emergency
1739 | Gandhi Nagar DH | Aspirators (Suction Machine) | Anand surgical industries | GYNAE O.T
1740 | Gandhi Nagar DH | Phototherapy Units, Ultraviolet, LED,(LED Infant Phototherapy) | Neocare | SNCU section
1741 | Gandhi Nagar DH | Phototherapy Units, Ultraviolet, LED,(LED Infant Phototherapy) | NA | SNCU section
1742 | Gandhi Nagar DH | Phototherapy Units, Ultraviolet, LED,(LED Infant Phototherapy) | NA | SNCU section
1743 | Gandhi Nagar DH | Phototherapy Units, Ultraviolet,CFL (CFL Infant Phototherapy) | S.S technomed | SNCU
1744 | Gandhi Nagar DH | Phototherapy Units, Ultraviolet,CFL (CFL Infant Phototherapy) | S.S technomed | SNCU section
1745 | Gandhi Nagar DH | Phototherapy Units, Ultraviolet,CFL (CFL Infant Phototherapy) | S.S technomed | SNCU section
1746 | Gandhi Nagar DH | Phototherapy Units, Ultraviolet,CFL (CFL Infant Phototherapy) | S.S technomed | SNCU section
1747 | Gandhi Nagar DH | Phototherapy Units, Ultraviolet,CFL (CFL Infant Phototherapy) | S.S technomed | SNCU section
1748 | Gandhi Nagar DH | Aspirators (Suction Machine) | Unificare Healthcare Pvt Ltd | W No.6 Medicine
1749 | Gandhi Nagar DH | Aspirators (Suction Machine) | Olex | Gynae OT
1750 | Gandhi Nagar DH | Aspirators (Suction Machine) | Anand surgical industries | SNCU section
1751 | Gandhi Nagar DH | Aspirators (Suction Machine) | Anand surgical industries | Labour room
1752 | Gandhi Nagar DH | Aspirators (Suction Machine) | Unificare Healthcare Pvt Ltd | W No. 1 Femal
1753 | Gandhi Nagar DH | Aspirators (Suction Machine) | Jain surgical trader pvt. Ltd. | OT2 (Ortho)
1754 | Gandhi Nagar DH | Aspirators (Suction Machine) | Anand surgical industries | Gynae
1755 | Gandhi Nagar DH | Aspirators (Suction Machine) | Kohli surgical | Gynae ot
1756 | Gandhi Nagar DH | Aspirators (Suction Machine) | Unificare Healthcare Pvt Ltd | Resuscitation R. No. 8
1757 | Gandhi Nagar DH | Aspirators (Suction Machine) | Anand surgical industries | Labour room
1758 | Gandhi Nagar DH | Aspirators (Suction Machine) | Jainco | Minor ot
1759 | Gandhi Nagar DH | Aspirators (Suction Machine) | Monarch surgical industrial | SNCU section
1760 | Gandhi Nagar DH | Aspirators (Suction Machine) | Anand surgical industries | OT2 (Ortho)
1761 | Gandhi Nagar DH | Radiographic Units, Mobile (Mobile X Ray -60 mA) | GE Medical System | RADIOLOGY
1762 | Gandhi Nagar DH | Radiographic Units, Mobile (Mobile X Ray -60 mA) | Allengers | G. Floor - Radiology
1763 | Gandhi Nagar DH | Radiographic Units, Mobile (Mobile X Ray -60 mA) | Allengers | G. Floor - Radiology
1764 | Gandhi Nagar DH | Radiographic Units, Mobile(Mobile X Ray -100 mA) | Allengers | RADIOLOGY
1765 | Gandhi Nagar DH | Scanning Systems, Computed Tomography(CT Scanner) | Siemens | Radiology
1766 | Gandhi Nagar DH | Radiographic/Fluoroscopic Units, Mobile (C ARM Machine) | Medico Imaging Company | OT1
1767 | Gandhi Nagar DH | Radiographic/Fluoroscopic Units, Mobile (C ARM Machine) | Allengers | OT2 (Ortho)
1768 | Gandhi Nagar DH | Anesthesia Units, Boyles (Boyles Apparatus) | Boc India Ltd | Gynae OT
1769 | Gandhi Nagar DH | Anesthesia Units, Boyles (Boyles Apparatus) | IOL LIMITED | Laparo ot
1770 | Gandhi Nagar DH | Anesthesia Units, Boyles (Boyles Apparatus) | Boc India Ltd | Gynae OT
1771 | Gandhi Nagar DH | Ovens, Drying (Hot Air Oven) | Tanco | Opd
1772 | Gandhi Nagar DH | Ovens, Drying (Hot Air Oven) | Asind instruments | central emergency laboratory
1773 | Gandhi Nagar DH | Walk in cooler ( Walk in cooler ) | Blue star | Store Room (CMO Store)
1774 | Gandhi Nagar DH | Auto Refractometer (Auto Refractometer) | Shin nippon | Opthalmology
1775 | Gandhi Nagar DH | Analyzers, Laboratory, Body Fluids, Electrolyte, Coulometric (Colorimeter) | kamineni life sciences | central emergency laboratory
1776 | Gandhi Nagar DH | Analyzers, Laboratory, Body Fluids, Electrolyte, Coulometric (Colorimeter) | Beacon | central emergency laboratory
1777 | Gandhi Nagar DH | Analyzers, Laboratory, Clinical chemistry, Manual (Semi auto analyzer) | Micro lab | LABORATORY
1778 | Gandhi Nagar DH | Analyzers, Laboratory, Hematology, Cell Counting, Automated, 3 Part ( 3part blood Cell Counter) | Horiba Medical | central emergency laboratory
1779 | Gandhi Nagar DH | Analyzers, Laboratory, Hematology, Cell Counting, Automated, 3 Part ( 3part blood Cell Counter) | Transasia Bio-Medicals ltd | Blood bank
1780 | Gandhi Nagar DH | Analyzers, Laboratory, Hematology, Hemoglobin (HB Analyzer) | Hemocue | central emergency laboratory
1781 | Gandhi Nagar DH | Analyzers, Laboratory, Hematology, Hemoglobin (HB Analyzer) | Hemocue | Blood bank
1782 | Gandhi Nagar DH | Analyzers, Laboratory, Hematology, WBC, Point of care(5 Part WBC Point of care) | Hemocue | LABORATORY
1783 | Gandhi Nagar DH | Analyzers, Laboratory, Urine, Semiautomated ( Semi Auto Urine Analyzer) | Siemens | central emergency laboratory
1784 | Gandhi Nagar DH | Audiometers, Two Channel ( 2 Channel Audiometer ) | Elkon Pvt Ltd | ENT
1785 | Gandhi Nagar DH | Auto Refractometer (Auto Refractometer) | Potec | EYE OPD/IST FLOOR
1786 | Gandhi Nagar DH | Baths, Paraffin, Physical Therapy(Paraffin Bath) | Supreme Surgical Corporation | Physiotherapy
1787 | Gandhi Nagar DH | Beds, Electric ( Patient Electric Bed) | Timotion | Palliative care/Ground floor
1788 | Gandhi Nagar DH | Beds, Electric ( Patient Electric Bed) | Timotion | Icu-Isolation/ground floor,block A
1789 | Gandhi Nagar DH | Beds, Electric ( Patient Electric Bed) | Timotion | Palliative care/Ground floor
1790 | Gandhi Nagar DH | Bilirubinometers ( Lab Bilirubinometer ) | Apel | Sncu lab
1791 | Gandhi Nagar DH | Bilirubinometers ( Lab Bilirubinometer ) | DAS | central emergency laboratory
1792 | Gandhi Nagar DH | Scales, Clinical, Laboratory(Lab Scale) | Jeshra Instruments Pvt Ltd | Blood centre
1793 | Gandhi Nagar DH | Endoscope Set With 1 Scope( Endoscope Set-1 Scope ) | Olympus | G. Floor - Minor (O.T)
1794 | Gandhi Nagar DH | Endoscope Set With 1 Scope( Endoscope Set-1 Scope ) | Olympus | G. Floor - Minor Ot
1795 | Gandhi Nagar DH | Fumigation Unit (Fumigation Machine) | Gouri engg. Pvt ltd | EYE OT
1796 | Gandhi Nagar DH | Fumigation Unit (Fumigation Machine) | Gouri engg. Pvt ltd | EYE OT
1797 | Gandhi Nagar DH | Hemodialysis Units(Dialysis Machine) | Nipro medical | DIALYSIS SECTION FIRST FLOOR
1798 | Gandhi Nagar DH | Hemodialysis Units(Dialysis Machine) | Fresenius medical care | Dialysis
1799 | Gandhi Nagar DH | Hemodialysis Units(Dialysis Machine) | Fresenius medical care | Dialysis
1800 | Gandhi Nagar DH | Hemodialysis Units(Dialysis Machine) | Fresenius medical care | Dialysis
1801 | Gandhi Nagar DH | Hemodialysis Units(Dialysis Machine) | Fresenius medical care | Dialysis
1802 | Gandhi Nagar DH | Hemodialysis Units(Dialysis Machine) | Fresenius medical care | Dialysis
1803 | Gandhi Nagar DH | Laser Imager with Three Tray ( 3 Tray Laser Imager ) | Carestream Health | Radiology
1804 | Gandhi Nagar DH | Microscopes, Light, Operating (Operating Microscope) | Shin nippon | EYE OT
1805 | Gandhi Nagar DH | Tube Sealer, Table top (Tube Sealer Tabletop) | Macopharma | Blood centre
1806 | Gandhi Nagar DH | Scales, Clinical, Blood Collection (Blood bag Weighing Machine) | Terumo penpol Pvt. Ltd | Blood bank
1807 | Gandhi Nagar DH | Scales, Clinical, Blood Collection (Blood bag Weighing Machine) | Terumo penpol Pvt. Ltd | Blood bank
1808 | Gandhi Nagar DH | Scales, Clinical, Blood Collection (Blood bag Weighing Machine) | NA | Blood Bank
1809 | Gandhi Nagar DH | Scanning Systems, Ultrasonic, General-Purpose ( Ultrasound Scanner ) | BPL | Radiology
1810 | Gandhi Nagar DH | Scanning Systems, Ultrasonic, Ophthalmic (A Scan Machine) | Biomedix | EYE OT
1811 | Gandhi Nagar DH | Scanning Systems, Ultrasonic, Ophthalmic (A Scan Machine) | Biomedix | EYE OT
1812 | Gandhi Nagar DH | Scanning Systems, Ultrasonic, Ophthalmic (A Scan Machine) | Matrix health care | Opthalmology
1813 | Gandhi Nagar DH | Scanning systems, ultrasonic, Portable (Portable ultrasound Scanner) | BPL | Radiology
1814 | Gandhi Nagar DH | Scanning systems, ultrasonic, Portable (Portable ultrasound Scanner) | BPL | Bishnah CHC
1815 | Gandhi Nagar DH | Sterilizing Units(Instrument Sterilizer) | NA | Dental section
1816 | Gandhi Nagar DH | Sterilizing Units(Instrument Sterilizer) | Esteem industries | 2Nd Floor - Dental
1817 | Gandhi Nagar DH | Sterilizing Units Glass Bead (Glass bead Sterilizer) | Denfort International | Dental section
1818 | Gandhi Nagar DH | Sterilizing Units, Ultraviolet ( UV Chamber) | NA | Dental section
1819 | Gandhi Nagar DH | Traction Unit (Traction Unit) | International Electro Medical | Phytsitherapy
1820 | Gandhi Nagar DH | Ultrasonic Surgical Cutter/Coagulators ( Harmonic Ultrasonic Surgical Unit) | Ethicon Endo Surgery | Gynae O.t
1821 | Gandhi Nagar DH | Ultrasonic Surgical Cutter/Coagulators ( Harmonic Ultrasonic Surgical Unit) | Ethicon Endo Surgery | OT1
1822 | Gandhi Nagar DH | Washers, Cell (Elisa Cell Washer) | Avantor performance material | Blood bank
1823 | Gandhi Nagar DH | Washers, Cell (Elisa Cell Washer) | Avantor performance material | central emergency laboratory
1824 | Gandhi Nagar DH | Washers, Cell (Elisa Cell Washer) | Robonik | Blood bank
1825 | Gandhi Nagar DH | Analyzers, Laboratory, Immunoassay, Automated, Elisa(ELISA Reader) | Robonik | Blood bank
1826 | Gangal PHC | Oxygen Concentrators (Oxygen Concentrator) | SS Medical System | GENRAL WARD, GROUND FLOOR
1827 | Gangal PHC | Cutters, Syringe/Needle (Syringe cutter) | Microsil | CASUALITY
1828 | Gangal PHC | Scales, Adult, Floor,Mechanical (Adult floor Mechanical Weighing machine) | NA | CASUALITY
1829 | Gangal PHC | Scales, Infant, Mechanical (Infant wieghing machine) | NA | CASUALITY
1830 | Gangal PHC | Sphygmomanometers, Mercury (Mercury BP Machine) | Swan Environmental | CASUALITY
1831 | Ghar Majoor PHC | Sphygmomanometers, Mercury (Mercury BP Machine) | NA | DISPENSARY
1832 | Ghar Majoor PHC | Sphygmomanometers, Mercury (Mercury BP Machine) | NA | DISPENSARY
1833 | Ghar Majoor PHC | Sphygmomanometers, Mercury (Mercury BP Machine) | NA | DISPENSARY
1834 | Ghomanhasa, Sohanjana PHC | Oxygen Concentrators (Oxygen Concentrator) | Yuwell | OPD/Ground Floor
1835 | Ghomanhasa, Sohanjana PHC | Oxygen Concentrators (Oxygen Concentrator) | Devilbiss Healthcare | OPD/Ground Floor
1836 | Ghomanhasa, Sohanjana PHC | Analyzers, Laboratory, Body Fluids, Electrolyte, Coulometric (Colorimeter) | Labtronics | Lab Section
1837 | Ghomanhasa, Sohanjana PHC | Sphygmomanometers, Aneriod(Aneroid BP Machine) | Vital | OPD/Ground Floor
1838 | Ghomanhasa, Sohanjana PHC | Oxygen Concentrators (Oxygen Concentrator) | Microtek Technology | OPD/Ground Floor
1839 | Ghomanhasa, Sohanjana PHC | Sphygmomanometers, Electronic (Electronic BP Machine) | Amkay Products | OPD/Ground Floor
1840 | Ghomanhasa, Sohanjana PHC | Oxygen Concentrators (Oxygen Concentrator) | Longfian Scitech Co. Ltd | OPD/Ground Floor
1841 | Ghomanhasa, Sohanjana PHC | Sterilizing Units(Instrument Sterilizer) | NA | OPD
1842 | Ghomanhasa, Sohanjana PHC | Microscopes, Light, Laboratory (Binocular Microscope) | Radical | Lab Section
1843 | Ghomanhasa, Sohanjana PHC | Microscopes, Light, Laboratory (Binocular Microscope) | Quasmo | LABORTARY
1844 | Ghomanhasa, Sohanjana PHC | Scales, Adult, Floor,Mechanical (Adult floor Mechanical Weighing machine) | Crown | OPD
1845 | Ghomanhasa, Sohanjana PHC | Chairs, Examination/Treatment, Dentistry (Dental Chair) | Suz- dent India Pvt Ltd | Dental Section
1846 | Ghomanhasa, Sohanjana PHC | Sterilizing Units(Instrument Sterilizer) | NA | OPD
1847 | Ghomanhasa, Sohanjana PHC | Nebulizers, Nonheated (Nebulizer) | Amkay | OPD GROUND FLOOR
1848 | Ghomanhasa, Sohanjana PHC | Sterilizing Units(Instrument Sterilizer) | NA | OPD
1849 | Ghomanhasa, Sohanjana PHC | Sterilizing Units(Instrument Sterilizer) | NA | General Ward
1850 | Ghomanhasa, Sohanjana PHC | Cutters, Syringe/Needle (Syringe cutter) | Life care | OPD
1851 | Ghomanhasa, Sohanjana PHC | Sphygmomanometers, Mercury (Mercury BP Machine) | NA | OPD
1852 | Ghomanhasa, Sohanjana PHC | Sphygmomanometers, Mercury (Mercury BP Machine) | Elite surgical industries | OPD
1853 | Ghomanhasa, Sohanjana PHC | Sphygmomanometers, Mercury (Mercury BP Machine) | Prolix supreme surgico | OPD
1854 | Ghomanhasa, Sohanjana PHC | Centrifuges, Tabletop (Centrifuge) | Remi | Lab Section
1855 | Ghomanhasa, Sohanjana PHC | Centrifuges, Tabletop (Centrifuge) | NA | Lab Section
1856 | Ghomanhasa, Sohanjana PHC | Freezers Vaccine-120 L (120L -Vaccine Freezer) | Vestfrost | MCH Section
1857 | Ghomanhasa, Sohanjana PHC | Refrigerators, Ice Lined-70L ( 70L ILR ) | NA | MCH Section
1858 | Ghomanhasa, Sohanjana PHC | Refrigerators, Laboratory (Lab refrigerator) | Whirlpool | OPD
1859 | Ghomanhasa, Sohanjana PHC | Phototherapy Units, Ultraviolet, LED,(LED Infant Phototherapy) | AVI Healthcare Pvt. Ltd | OPD GROUND FLOOR
1860 | Ghomanhasa, Sohanjana PHC | Sphygmomanometers, Electronic (Electronic BP Machine) | Amkay Products | OPD/Ground Floor
1861 | Ghomanhasa, Sohanjana PHC | Cutters, Syringe/Needle (Syringe cutter) | Microsil | OPD
1862 | Ghomanhasa, Sohanjana PHC | Cutters, Syringe/Needle (Syringe cutter) | Microsil | OPD
1863 | Ghomanhasa, Sohanjana PHC | Nebulizers, Nonheated (Nebulizer) | Amkay Products | OPD/Ground Floor
1864 | Ghomanhasa, Sohanjana PHC | Oxygen Concentrators (Oxygen Concentrator) | Equinox | OPD/Ground Floor
1865 | Ghomanhasa, Sohanjana PHC | Analyzers, Laboratory, Hematology, Hemoglobin (HB Analyzer) | Hemocue | Labortary ground floor
1866 | Ghomanhasa, Sohanjana PHC | Microscopes, Light, Laboratory (Binocular Microscope) | NA | Lab Section
1867 | Golegujral, Sohanjana PHC | Oxygen Concentrators (Oxygen Concentrator) | LONGFIAN SCITECH CO.LTD | ground floor-store
1868 | Golegujral, Sohanjana PHC | Sphygmomanometers, Mercury (Mercury BP Machine) | NA | OPD
1869 | Golegujral, Sohanjana PHC | Sphygmomanometers, Electronic (Electronic BP Machine) | Sanjay Surgical | OPD
1870 | Golegujral, Sohanjana PHC | Sphygmomanometers, Mercury (Mercury BP Machine) | Elite surgical industries | GENERAL WARD
1871 | Golegujral, Sohanjana PHC | Sphygmomanometers, Mercury (Mercury BP Machine) | NA | OPD
1872 | Golegujral, Sohanjana PHC | Cutters, Syringe/Needle (Syringe cutter) | Microsil | LABOUR ROOM
1873 | Golegujral, Sohanjana PHC | Oxygen Concentrators (Oxygen Concentrator) | MEDOXY | IPD
1874 | Golegujral, Sohanjana PHC | Scales, Adult, Floor,Mechanical (Adult floor Mechanical Weighing machine) | Crown | MCH SECTION/GROUND FLOOR
1875 | Golegujral, Sohanjana PHC | Sphygmomanometers, Aneriod(Aneroid BP Machine) | Elkometer | OPD
1876 | Golegujral, Sohanjana PHC | Freezers Vaccine-120 L (120L -Vaccine Freezer) | Godrej | MCH SECTION/GROUND FLOOR
1877 | Golegujral, Sohanjana PHC | Sphygmomanometers, Mercury (Mercury BP Machine) | Elite surgical industries | GENERAL WARD
1878 | Golegujral, Sohanjana PHC | Freezer Dead Body(Dead Body Freezer) | NA | ground floor-store
1879 | Golegujral, Sohanjana PHC | Refrigerators, Laboratory (Lab refrigerator) | LG | Labortary ground floor
1880 | Golegujral, Sohanjana PHC | Refrigerators, Ice Lined-150L ( 150L ILR ) | Godrej | MCH SECTION
1881 | Golegujral, Sohanjana PHC | Refrigerators, Ice Lined-150L ( 150L ILR ) | Vestfrost | FAMILY WELFARE SECTION/GROUND FLOOR
1882 | Golegujral, Sohanjana PHC | Cutters, Syringe/Needle (Syringe cutter) | Microsil | DENTAL SECTION
1883 | Golegujral, Sohanjana PHC | Cutters, Syringe/Needle (Syringe cutter) | Microsil | General Ward
1884 | Golegujral, Sohanjana PHC | Cutters, Syringe/Needle (Syringe cutter) | NA | General Ward
1885 | Golegujral, Sohanjana PHC | Analyzers, Laboratory, Hematology, Hemoglobin (HB Analyzer) | Hemocue | Labortary ground floor
1886 | Golegujral, Sohanjana PHC | Cutters, Syringe/Needle (Syringe cutter) | Life care | OPD
1887 | Golegujral, Sohanjana PHC | Sphygmomanometers, Mercury (Mercury BP Machine) | Namatt | Emergency OPD
1888 | Golegujral, Sohanjana PHC | Sterilizing Units(Instrument Sterilizer) | NA | OPD
1889 | Golegujral, Sohanjana PHC | Analyzers, Laboratory, Body Fluids, Electrolyte, Coulometric (Colorimeter) | Labtronics | LAB SECTION
1890 | Golegujral, Sohanjana PHC | Phototherapy Units, Ultraviolet,CFL (CFL Infant Phototherapy) | NA | LABOUR ROOM
1891 | Golegujral, Sohanjana PHC | Phototherapy Units, Ultraviolet, LED,(LED Infant Phototherapy) | AVI health care Pvt Ltd | LABOUR ROOM/GROUND FLOOR
1892 | Golegujral, Sohanjana PHC | Warming Units, Patient, Radiant, Infant (Radiant Warmer) | Neotech Medical pvt.ltd | LABOUR ROOM/GROUND FLOOR
1893 | Golegujral, Sohanjana PHC | Incubators, Test Tube (Lab Incubator) | Coslab India | LAB SECTION
1894 | Golegujral, Sohanjana PHC | Refrigerators, Ice Lined-70L ( 70L ILR ) | Vestfrost | MCH SECTION
1895 | Golegujral, Sohanjana PHC | Refrigerators, Ice Lined-70L ( 70L ILR ) | Haier | Kanachak, Sohanjana PHC-MCH SECTION
1896 | Golegujral, Sohanjana PHC | Electrocardiographs, Single-Channel ( Single Channel ECG ) | BPL | OPD
1897 | Golegujral, Sohanjana PHC | Centrifuges, Tabletop (Centrifuge) | Laby Instrument Industry | LAB SECTION
1898 | Golegujral, Sohanjana PHC | Centrifuges, Tabletop (Centrifuge) | NA | Marh_CHC
1899 | Golegujral, Sohanjana PHC | Sphygmomanometers, Mercury (Mercury BP Machine) | NA | AYUSH SECTION
1900 | Golegujral, Sohanjana PHC | Sphygmomanometers, Mercury (Mercury BP Machine) | NA | DENTAL SECTION
1901 | Golegujral, Sohanjana PHC | Sphygmomanometers, Mercury (Mercury BP Machine) | NA | WARD/GROUND FLOOR
1902 | Golegujral, Sohanjana PHC | Sphygmomanometers, Mercury (Mercury BP Machine) | Namatt | General ward
1903 | Golegujral, Sohanjana PHC | Sphygmomanometers, Mercury (Mercury BP Machine) | NA | AYUSH SECTION
1904 | Golegujral, Sohanjana PHC | Cutters, Syringe/Needle (Syringe cutter) | Microsil | LABOUR ROOM/GROUND FLOOR
1905 | Golegujral, Sohanjana PHC | Aspirators (Suction Machine) | NA | LABOUR ROOM
1906 | Golegujral, Sohanjana PHC | Analyzers, Laboratory, Body Fluids, Glucose (Glucometer) | NA | LAB SECTION
1907 | Golegujral, Sohanjana PHC | Scales, Infant, Digital (Digital Infant Scale) | Venus | LABOUR ROOM/GROUND FLOOR
1908 | Golegujral, Sohanjana PHC | Scales, Adult, Floor,Mechanical (Adult floor Mechanical Weighing machine) | NA | MCH SECTION
1909 | Golegujral, Sohanjana PHC | Scales, Adult, Floor,Mechanical (Adult floor Mechanical Weighing machine) | NA | MCH SECTION
1910 | Golegujral, Sohanjana PHC | Cutters, Syringe/Needle (Syringe cutter) | Life care | Lab
1911 | Golegujral, Sohanjana PHC | Sterilizing Units(Instrument Sterilizer) | Atlas surgical company | General Ward
1912 | Golegujral, Sohanjana PHC | Sterilizing Units(Instrument Sterilizer) | NA | General Ward
1913 | Golegujral, Sohanjana PHC | Scales, Infant, Mechanical (Infant wieghing machine) | Crown | LABOUR ROOM
1914 | Golegujral, Sohanjana PHC | Sterilizing Units(Instrument Sterilizer) | NA | DENTAL SECTION
1915 | Golegujral, Sohanjana PHC | Cutters, Syringe/Needle (Syringe cutter) | Microsil | LAB SECTION
1916 | Golegujral, Sohanjana PHC | Microscopes, Light, Laboratory (Binocular Microscope) | Quasmo | LAB SECTION
1917 | Golegujral, Sohanjana PHC | Warming Units, Patient, Radiant, Infant (Radiant Warmer) | Neotech Medical pvt.ltd | IPD
1918 | Golegujral, Sohanjana PHC | Chairs, Examination/Treatment, Dentistry (Dental Chair) | Suz- dent India Pvt Ltd | DENTAL SECTION
1919 | Golegujral, Sohanjana PHC | Oxygen Concentrators (Oxygen Concentrator) | Devilbiss Healthcare | GENERAL WARD, GROUND FLOOR
1920 | Golegujral, Sohanjana PHC | Sterilizing Units(Instrument Sterilizer) | NA | Dispensary
1921 | Golegujral, Sohanjana PHC | Sterilizing Units(Instrument Sterilizer) | NA | OPD
1922 | Golegujral, Sohanjana PHC | Sterilizing Units(Instrument Sterilizer) | Atlas surgical company | Lab
1923 | Golegujral, Sohanjana PHC | Phototherapy Units, Ultraviolet, LED,(LED Infant Phototherapy) | AVI health care Pvt Ltd | Labour room
1924 | Golegujral, Sohanjana PHC | Sterilizing Units(Instrument Sterilizer) | NA | OPD
1925 | Golegujral, Sohanjana PHC | Sphygmomanometers, Mercury (Mercury BP Machine) | Gold supreme | MCH section
1926 | Golegujral, Sohanjana PHC | Sterilizing Units(Instrument Sterilizer) | NA | OPD
1927 | Golegujral, Sohanjana PHC | Analyzers, Laboratory, Hematology, Hemoglobin (HB Analyzer) | Hemocue | Labortary ground floor
1928 | Golegujral, Sohanjana PHC | Sterilizing Units(Instrument Sterilizer) | NA | DENTAL SECTION
1929 | Golegujral, Sohanjana PHC | Microscopes, Light, Laboratory (Binocular Microscope) | Radical | Lab
1930 | Golegujral, Sohanjana PHC | Sterilizing Units(Instrument Sterilizer) | Geeta Industries | Dispensary
1931 | Golegujral, Sohanjana PHC | Sterilizing Units(Instrument Sterilizer) | Atlas surgical company | LABOUR ROOM
1932 | Golegujral, Sohanjana PHC | Analyzers, Laboratory, Hematology, WBC, Point of care(5 Part WBC Point of care) | Hemocue | Lab
1933 | Golegujral, Sohanjana PHC | Sphygmomanometers, Mercury (Mercury BP Machine) | NA | OPD
1934 | Golegujral, Sohanjana PHC | Oxygen Concentrators (Oxygen Concentrator) | Microtek | General Ward-Ground Floor
1935 | Golegujral, Sohanjana PHC | Oxygen Concentrators (Oxygen Concentrator) | Yuwell | ground floor-store
1936 | Golegujral, Sohanjana PHC | Oxygen Concentrators (Oxygen Concentrator) | Yuwell | ground floor-store
1937 | Golegujral, Sohanjana PHC | Oxygen Concentrators (Oxygen Concentrator) | Yuwell | ground floor-store
1938 | Golegujral, Sohanjana PHC | Centrifuges, Tabletop (Centrifuge) | NA | LABORATORY
1939 | Golegujral, Sohanjana PHC | Cutters, Syringe/Needle (Syringe cutter) | Microsil | Lab section
1940 | Golegujral, Sohanjana PHC | Microscopes, Light, Laboratory (Binocular Microscope) | Ajay optik India | Lab
1941 | Golegujral, Sohanjana PHC | Cutters, Syringe/Needle (Syringe cutter) | Microsil | LABOUR ROOM/GROUND FLOOR
1942 | IRL CD Hospital | Baths, Water, Laboratory (Water Bath) | AssociatedScientificTechnology | Ground Floor-IRL
1943 | IRL CD Hospital | Sterilizing Units, Steam,Horizontal (Autoclave Horizontal) | Surgicoin Medequip Pvt. Ltd. | Ground Floor-IRL
1944 | IRL CD Hospital | Deep Freezer ( -80 C ) | Cyro Scientific Systems Pvtltd | Ground Floor-IRL
1945 | IRL CD Hospital | Sterilizing Units, Steam,Horizontal (Autoclave Horizontal) | Esteem Industries Inc | Ground Floor-IRL
1946 | IRL CD Hospital | Ovens, Drying (Hot Air Oven) | CONSONA HEALTHCARE | Ground Floor-IRL
1947 | IRL CD Hospital | Ovens, Drying (Hot Air Oven) | CONSONA HEALTHCARE | Ground Floor-IRL
1948 | IRL CD Hospital | Microscopes, Light, Laboratory, Fluorescence ( Flourescence Microscope ) | Radical instruments | Ground Floor-IRL
1949 | IRL CD Hospital | Hot Plates (Hot Plate) | Nutronics | Ground Floor-IRL
1950 | IRL CD Hospital | Centrifuges, Tabletop,ID reader (Saxo Reader) | THERMO SCIENTIFIC | Ground Floor-IRL
1951 | IRL CD Hospital | Biological Safety Cabinet (Biosafety Cabinet) | Nuaire | Ground Floor-IRL
1952 | IRL CD Hospital | Microscopes, Light, Laboratory (Binocular Microscope) | Labomed | Ground Floor-IRL
1953 | IRL CD Hospital | Biological Safety Cabinet (Biosafety Cabinet) | Nuaire | Ground Floor-IRL
1954 | IRL CD Hospital | Incubators, Test Tube (Lab Incubator) | Thermo Labsystem | Ground Floor-IRL
1955 | IRL CD Hospital | Incubators, Test Tube (Lab Incubator) | Thermo Labsystem | Ground Floor-IRL
1956 | IRL CD Hospital | Incubators, Test Tube (Lab Incubator) | Thermo Labsystem | Ground Floor-IRL
1957 | IRL CD Hospital | Walk in cooler ( Walk in cooler ) | Blue star | Ground Floor-IRL
1958 | IRL CD Hospital | Digital Reagent Weighing Scale (Reagent Weighing Scale) | DANWER SCALES | Ground Floor-IRL
1959 | IRL CD Hospital | Walk in cooler ( Walk in cooler ) | Blue star | Ground Floor-IRL
1960 | IRL CD Hospital | Baths, Organ(Inspissator) | Grant Instruments Ltd | Ground Floor-IRL
1961 | JAMMU (BCTV) | Scales, Clinical, Blood Collection (Blood bag Weighing Machine) | Remi | BCTV
1962 | JAMMU (BCTV) | Scales, Clinical, Blood Collection (Blood bag Weighing Machine) | Remi | BCTV
1963 | JAMMU (BCTV) | Refrigerators, Blood Bank (Blood bank Refrigerator) | Remi | BCTV
1964 | JAMMU (BCTV) | Tables, Blood Donor (Blood donor couch) | Remi | BCTV
1965 | JAMMU (BCTV) | Sphygmomanometers, Electronic (Electronic BP Machine) | Nice Care | BCTV
1966 | JAMMU (BCTV) | Tube Sealer, Table top (Tube Sealer Tabletop) | Remi Electrotechnik Ltd. | BCTV
1967 | JAMMU (BCTV) | Sphygmomanometers, Electronic (Electronic BP Machine) | Nice Care | BCTV
1968 | JAMMU (BCTV) | Tables, Blood Donor (Blood donor couch) | Remi | BCTV
1969 | Jammu MU50001 | Defibrillators, External, Manual (Defibrillator) | Mindray | AMBULANCE NO JK02CB5001
1970 | Jammu MU50001 | Scales, Patient, Floor, Adult,Digital(Digital Weighing Machine) | NA | AMBULANCE NO JK02CB5001
1971 | Jammu MU50001 | Nebulizers, Nonheated (Nebulizer) | Phillips | AMBULANCE NO JK02CB5001
1972 | Jammu MU50001 | Oximeters, Pulse (Pulse Oximeter) | Mindray | AMBULANCE NO JK02CB5001
1973 | Jammu MU50001 | Aspirators (Suction Machine) | Supreme Enterprises | AMBULANCE NO JK02CB5001
1974 | Jammu MU50001 | Infusion Pumps, Syringe (Syringe Pump) | Beacon | AMBULANCE NO JK02CB5001
1975 | Jammu MU50001 | Ventilators, Intensive Care, Non invasive (Non Invasive ICU Ventilator) | Resmed | AMBULANCE NO JK02CB5001
1976 | Jindrah, Dansal PHC | Scales, Infant, Mechanical (Infant wieghing machine) | Crown | MCH/ IMMUNIZATION
1977 | Jindrah, Dansal PHC | Cutters, Syringe/Needle (Syringe cutter) | Microsil | STORE
1978 | Jindrah, Dansal PHC | Analyzers, Laboratory, Body Fluids, Glucose (Glucometer) | RMD Mediaids LTD | DISPENSARY
1979 | Jindrah, Dansal PHC | Freezers Vaccine-120 L (120L -Vaccine Freezer) | Haier | IMMUNIZATION
1980 | Jindrah, Dansal PHC | Aspirators (Suction Machine) | Anand surgical industries | SHIFT-Dansal PHC
1981 | Jindrah, Dansal PHC | Oxygen Concentrators (Oxygen Concentrator) | Longfian Scitech Co. Ltd | GENERAL WARD,GROUND FLOOR
1982 | Jindrah, Dansal PHC | Oxygen Concentrators (Oxygen Concentrator) | Devilbiss Healthcare | GENERAL WARD,GROUND FLOOR
1983 | Jindrah, Dansal PHC | Chairs, Examination/Treatment, Dentistry (Dental Chair) | Suz- dent India Pvt Ltd | DENTAL SECTION
1984 | Jindrah, Dansal PHC | Scales, Adult, Floor,Mechanical (Adult floor Mechanical Weighing machine) | Venus | MCH
1985 | Jindrah, Dansal PHC | Sterilizing Units(Instrument Sterilizer) | Atlas surgical company | DISPENSARY
1986 | Jindrah, Dansal PHC | Sterilizing Units(Instrument Sterilizer) | NA | DISPENSARY
1987 | Jindrah, Dansal PHC | Phototherapy Units, Ultraviolet, LED,(LED Infant Phototherapy) | AVI Healthcare Pvt Ltd | GENERAL WARD,GROUND FLOOR
1988 | Jindrah, Dansal PHC | Sphygmomanometers, Mercury (Mercury BP Machine) | Pagoda | STORE
1989 | Jindrah, Dansal PHC | Refrigerators, Ice Lined-70L ( 70L ILR ) | Haier | IMMUNIZATION
1990 | Jindrah, Dansal PHC | Scales, Adult, Floor,Mechanical (Adult floor Mechanical Weighing machine) | Crown | MCH
1991 | Jindrah, Dansal PHC | Aspirators (Suction Machine) | Jain surgical trader pvt. Ltd. | LABOUR ROOM
1992 | Jindrah, Dansal PHC | Sphygmomanometers, Electronic (Electronic BP Machine) | Morepen lab. Ltd | OPD
1993 | Jindrah, Dansal PHC | Sphygmomanometers, Mercury (Mercury BP Machine) | Prolix supreme surgico | GENERAL LAB
1994 | Jindrah, Dansal PHC | Sphygmomanometers, Mercury (Mercury BP Machine) | EXTRA CARE | GENERAL LAB
1995 | Jindrah, Dansal PHC | Oxygen Concentrators (Oxygen Concentrator) | Microtek Technology | GENERAL WARD,GROUND FLOOR
1996 | Jindrah, Dansal PHC | Aspirators (Suction Machine) | NA | STORE
1997 | Jindrah, Dansal PHC | Analyzers, Laboratory, Hematology, Hemoglobin (HB Analyzer) | Hemocue | MCH
1998 | Jogwan, Pallanwala PHC | Scales, Adult, Floor,Mechanical (Adult floor Mechanical Weighing machine) | NA | GENERAL OPD
1999 | Jogwan, Pallanwala PHC | Sphygmomanometers, Mercury (Mercury BP Machine) | NA | GENERAL OPD
2000 | Jogwan, Pallanwala PHC | Sphygmomanometers, Mercury (Mercury BP Machine) | NA | GENERAL OPD
2001 | Jogwan, Pallanwala PHC | Centrifuges, Tabletop (Centrifuge) | NA | LAB
2002 | Jogwan, Pallanwala PHC | Freezers Vaccine-120 L (120L -Vaccine Freezer) | Haier | IMMUNIZATION
2003 | Jogwan, Pallanwala PHC | Refrigerators, Ice Lined-70L ( 70L ILR ) | Haier | IMMUNIZATION
2004 | Jogwan, Pallanwala PHC | Warming Units, Patient, Radiant, Infant (Radiant Warmer) | Mediwaves inc | LABOUR ROOM
2005 | Jogwan, Pallanwala PHC | Radiographic Units, Mobile(Mobile X Ray -100 mA) | Allengers | RADIOLOGY
2006 | Jogwan, Pallanwala PHC | Lights, Surgical, 1 Dome, Halogen (1 Dome Halogen OT Light) | NA | LABOUR ROOM
2007 | Jogwan, Pallanwala PHC | Sphygmomanometers, Electronic (Electronic BP Machine) | Omron healthcare Europe | GENERAL OPD
2008 | Jogwan, Pallanwala PHC | Sphygmomanometers, Electronic (Electronic BP Machine) | Omron healthcare Europe | GENERAL OPD
2009 | Jogwan, Pallanwala PHC | Aspirators (Suction Machine) | NA | LABOUR ROOM
2010 | Jogwan, Pallanwala PHC | Chairs, Examination/Treatment, Dentistry (Dental Chair) | Suz- dent India Pvt Ltd | DENTAL
2011 | Jogwan, Pallanwala PHC | Sterilizing Units(Instrument Sterilizer) | NA | LABOUR ROOM
2012 | Jogwan, Pallanwala PHC | Sterilizing Units(Instrument Sterilizer) | NA | GENERAL OPD
2013 | Jogwan, Pallanwala PHC | Microscopes, Light, Laboratory (Binocular Microscope) | Quasmo | GENERAL OPD
2014 | Jogwan, Pallanwala PHC | Cutters, Syringe/Needle (Syringe cutter) | Life care | GENERAL OPD
2015 | Jogwan, Pallanwala PHC | Fetal Heart Detectors, Ultrasonic (Fetal doppler) | Eurocare surgical | GENERAL OPD
2016 | Jogwan, Pallanwala PHC | Nebulizers, Nonheated (Nebulizer) | Swan Environmental | LABOUR ROOM
2017 | Jogwan, Pallanwala PHC | Fetal Heart Detectors, Ultrasonic (Fetal doppler) | Neocare | GENERAL OPD
2018 | Jogwan, Pallanwala PHC | Cutters, Syringe/Needle (Syringe cutter) | Microsil | GENERAL OPD
2019 | Jogwan, Pallanwala PHC | Analyzers, Laboratory, Body Fluids, Electrolyte, Coulometric (Colorimeter) | Sunline | LAB
2020 | Jourian CHC | Cutters, Syringe/Needle (Syringe cutter) | Microsil | Store
2021 | Jourian CHC | Analyzers, Laboratory, Body Fluids, Electrolyte, Coulometric (Colorimeter) | Electronic corporationof India | General lab
2022 | Jourian CHC | Radiographic Units, Mobile (Mobile X Ray -60 mA) | Siemens | Radiology
2023 | Jourian CHC | Aspirators (Suction Machine) | Anand medicaids Pvt. Ltd | Labour room
2024 | Jourian CHC | Aspirators (Suction Machine) | NA | OPD
2025 | Jourian CHC | Oxygen Concentrators (Oxygen Concentrator) | Aspen Diagnostics Pvt Ltd | General ward
2026 | Jourian CHC | Lights, Surgical, 1 Dome, Halogen (1 Dome Halogen OT Light) | NA | Labour room
2027 | Jourian CHC | Warming Units, Patient, Radiant, Infant (Radiant Warmer) | Mediwaves inc | Labour room
2028 | Jourian CHC | Refrigerators, Laboratory (Lab refrigerator) | Electrolux kelvinator | General lab
2029 | Jourian CHC | Refrigerators, Ice Lined-70L ( 70L ILR ) | Vestfrost | Immunization section
2030 | Jourian CHC | Electrocardiographs, Three-Channel ( 3 Channel ECG) | Clarity medical Pvt. Ltd. | Ecg section
2031 | Jourian CHC | Electrocardiographs, Three-Channel ( 3 Channel ECG) | SHENZEN UNICARE ELECTRONIC | RADIOLOGY
2032 | Jourian CHC | Centrifuges, Tabletop (Centrifuge) | Laby Instruments | General lab
2033 | Jourian CHC | Sphygmomanometers, Mercury (Mercury BP Machine) | Namatt | OPD
2034 | Jourian CHC | Sphygmomanometers, Mercury (Mercury BP Machine) | NA | OPD
2035 | Jourian CHC | Sphygmomanometers, Mercury (Mercury BP Machine) | NA | OPD
2036 | Jourian CHC | Sphygmomanometers, Mercury (Mercury BP Machine) | Namatt | OPD
2037 | Jourian CHC | Sphygmomanometers, Mercury (Mercury BP Machine) | NA | OPD
2038 | Jourian CHC | Sphygmomanometers, Mercury (Mercury BP Machine) | NA | OPD
2039 | Jourian CHC | Sphygmomanometers, Electronic (Electronic BP Machine) | Medsource OzoneBiomedicals P.L | OPD
2040 | Jourian CHC | Sterilizing Units, Steam (Autoclave Vertical) | Geeta Industries | OPD
2041 | Jourian CHC | Scales, Adult, Floor,Mechanical (Adult floor Mechanical Weighing machine) | NA | Immunization section
2042 | Jourian CHC | Aspirators (Suction Machine) | NA | Labour room
2043 | Jourian CHC | Scales, Adult, Floor,Mechanical (Adult floor Mechanical Weighing machine) | NA | OPD
2044 | Jourian CHC | Nebulizers, Nonheated (Nebulizer) | BPL | General ward
2045 | Jourian CHC | Aspirators (Suction Machine) | NA | OPD
2046 | Jourian CHC | Sterilizing Units(Instrument Sterilizer) | NA | OPD
2047 | Jourian CHC | Cutters, Syringe/Needle (Syringe cutter) | Microsil | Labour room
2048 | Jourian CHC | Chairs, Examination/Treatment, Dentistry (Dental Chair) | Confident dental equipment | Dental section
2049 | Jourian CHC | Cutters, Syringe/Needle (Syringe cutter) | Microsil | Immunization section
2050 | Jourian CHC | Cutters, Syringe/Needle (Syringe cutter) | Microsil | OPD
2051 | Jourian CHC | Cutters, Syringe/Needle (Syringe cutter) | Microsil | OPD
2052 | Jourian CHC | Sterilizing Units(Instrument Sterilizer) | NA | OPD
2053 | Jourian CHC | Sphygmomanometers, Mercury (Mercury BP Machine) | Namat Shree vinayak udyog | OPD
2054 | Jourian CHC | Sterilizing Units(Instrument Sterilizer) | NA | OPD
2055 | Jourian CHC | Sterilizing Units(Instrument Sterilizer) | NA | OPD
2056 | Jourian CHC | Sterilizing Units(Instrument Sterilizer) | NA | OPD
2057 | Jourian CHC | Sterilizing Units(Instrument Sterilizer) | NA | OPD
2058 | Jourian CHC | Radiographic Units, Dental, Extraoral (Dental X Ray) | Confident dental equipment | Radiology
2059 | Jourian CHC | Sphygmomanometers, Mercury (Mercury BP Machine) | Namatt | OPD
2060 | Jourian CHC | Cutters, Syringe/Needle (Syringe cutter) | Microsil | OPD
2061 | Jourian CHC | Sterilizing Units(Instrument Sterilizer) | NA | OPD
2062 | Jourian CHC | Phototherapy Units, Ultraviolet, LED,(LED Infant Phototherapy) | AVI Healthcare Pvt Ltd | Store
2063 | Jourian CHC | Tables, Operating Hydraulic (OT Table Hydraulic) | NA | Labour room
2064 | Jourian CHC | Sterilizing Units(Instrument Sterilizer) | NA | General ward
2065 | Jourian CHC | Sterilizing Units(Instrument Sterilizer) | Atlas surgical company | Store
2066 | Jourian CHC | Sterilizing Units(Instrument Sterilizer) | NA | OPD
2067 | Jourian CHC | Sterilizing Units(Instrument Sterilizer) | NA | Labour room
2068 | Jourian CHC | Sterilizing Units(Instrument Sterilizer) | NA | OPD
2069 | Jourian CHC | Phototherapy Units, Ultraviolet, LED,(LED Infant Phototherapy) | AVI Healthcare Pvt Ltd | Store
2070 | Jourian CHC | Sterilizing Units(Instrument Sterilizer) | NA | Labour room
2071 | Jourian CHC | Scales, Adult, Floor,Mechanical (Adult floor Mechanical Weighing machine) | Crown | Store
2072 | Jourian CHC | Sterilizing Units(Instrument Sterilizer) | NA | OPD
2073 | Jourian CHC | Sterilizing Units(Instrument Sterilizer) | NA | OPD
2074 | Jourian CHC | Microscopes, Light, Laboratory (Binocular Microscope) | Ajay optik India | General lab
2075 | Jourian CHC | Sterilizing Units(Instrument Sterilizer) | NA | OPD
2076 | Jourian CHC | Sterilizing Units(Instrument Sterilizer) | NA | OPD
2077 | Jourian CHC | Scales, Adult, Floor,Mechanical (Adult floor Mechanical Weighing machine) | Bhaseen Health Product | Store
2078 | Jourian CHC | Nebulizers, Nonheated (Nebulizer) | NA | OPD
2079 | Jourian CHC | Nebulizers, Nonheated (Nebulizer) | NA | OPD
2080 | Jourian CHC | Scanning Systems, Ultrasonic, General-Purpose ( Ultrasound Scanner ) | Toshiba | RADIOLOGY
2081 | Jourian CHC | Sterilizing Units(Instrument Sterilizer) | NA | Dental section
2082 | Jourian CHC | Sterilizing Units(Instrument Sterilizer) | Atlas surgical company | Store
2083 | Jourian CHC | Sterilizing Units(Instrument Sterilizer) | NA | OPD
2084 | Jourian CHC | Microscopes, Light, Laboratory (Binocular Microscope) | Labovision | General lab
2085 | Jourian CHC | Phototherapy Units, Ultraviolet, LED,(LED Infant Phototherapy) | AVI Healthcare Pvt Ltd | Store
2086 | Jourian CHC | Sterilizing Units(Instrument Sterilizer) | Atlas surgical company | Store
2087 | Jourian CHC | Ovens, Drying (Hot Air Oven) | Microsil | lab
2088 | Jourian CHC | Cutters, Syringe/Needle (Syringe cutter) | Microsil | General ward
2089 | Jourian CHC | Sphygmomanometers, Mercury (Mercury BP Machine) | NA | Causality
2090 | Jourian CHC | Sterilizing Units(Instrument Sterilizer) | Atlas surgical company | Store
2091 | Jourian CHC | Cutters, Syringe/Needle (Syringe cutter) | Microsil | Store
2092 | Jourian CHC | Cutters, Syringe/Needle (Syringe cutter) | Microsil | OPD
2093 | Jourian CHC | Nebulizers, Nonheated (Nebulizer) | NA | OPD
2094 | Jourian CHC | Warming Units, Patient, Radiant, Infant (Radiant Warmer) | Neotech Medical pvt.ltd | Store
2095 | Jourian CHC | Refrigerators, Ice Lined-70L ( 70L ILR ) | Haier | Immunization section
2096 | Jourian CHC | Cutters, Syringe/Needle (Syringe cutter) | Microsil | General lab
2097 | Jourian CHC | Sterilizing Units(Instrument Sterilizer) | Atlas surgical company | Store
2098 | Jourian CHC | Cutters, Syringe/Needle (Syringe cutter) | Microsil | OPD
2099 | Jourian CHC | Cutters, Syringe/Needle (Syringe cutter) | Microsil | Store
2100 | Jourian CHC | Cutters, Syringe/Needle (Syringe cutter) | Microsil | OPD
2101 | Jourian CHC | Sphygmomanometers, Mercury (Mercury BP Machine) | NA | OPD
2102 | Jourian CHC | Cutters, Syringe/Needle (Syringe cutter) | Microsil | OPD
2103 | Jourian CHC | Warming Units, Patient, Radiant, Infant (Radiant Warmer) | Neotech Medical pvt.ltd | Store
2104 | Jourian CHC | Incubators, Test Tube (Lab Incubator) | Microsil | Lab
2105 | Kanachak, Sohanjana PHC | Sterilizing Units(Instrument Sterilizer) | NA | DENTAL SECTION
2106 | Kanachak, Sohanjana PHC | Sterilizing Units Glass Bead (Glass bead Sterilizer) | NA | DENTAL SECTION GROUND FLOOR
2107 | Kanachak, Sohanjana PHC | Sterilizing Units(Instrument Sterilizer) | NA | LABOUR ROOM
2108 | Kanachak, Sohanjana PHC | Sphygmomanometers, Mercury (Mercury BP Machine) | Namatt | Ground Floor -OPD
2109 | Kanachak, Sohanjana PHC | Sphygmomanometers, Mercury (Mercury BP Machine) | Fortune | Opd
2110 | Kanachak, Sohanjana PHC | Cutters, Syringe/Needle (Syringe cutter) | Microsil | ground floor-store
2111 | Kanachak, Sohanjana PHC | Sphygmomanometers, Mercury (Mercury BP Machine) | Pagoda | ground floor-store
2112 | Kanachak, Sohanjana PHC | Sphygmomanometers, Mercury (Mercury BP Machine) | Elite surgical industries | ground floor-store
2113 | Kanachak, Sohanjana PHC | Oxygen Concentrators (Oxygen Concentrator) | Shanghai intl holding care | ground floor-store
2114 | Kanachak, Sohanjana PHC | Phototherapy Units, Ultraviolet,CFL (CFL Infant Phototherapy) | NA | LABOUR ROOM
2115 | Kanachak, Sohanjana PHC | Oxygen Concentrators (Oxygen Concentrator) | Devilbiss Healthcare | ground floor-store
2116 | Kanachak, Sohanjana PHC | Warming Units, Patient, Radiant, Infant (Radiant Warmer) | Bird meditech | LABOUR ROOM
2117 | Kanachak, Sohanjana PHC | Refrigerators, Laboratory (Lab refrigerator) | Samsung | LABORATORY
2118 | Kanachak, Sohanjana PHC | Freezers Vaccine-120 L (120L -Vaccine Freezer) | Vestfrost | MCH
2119 | Kanachak, Sohanjana PHC | Sphygmomanometers, Mercury (Mercury BP Machine) | Namatt | Opd
2120 | Kanachak, Sohanjana PHC | Centrifuges, Tabletop (Centrifuge) | NA | LABORATORY
2121 | Kanachak, Sohanjana PHC | Cutters, Syringe/Needle (Syringe cutter) | Microsil | ground floor-store
2122 | Kanachak, Sohanjana PHC | Cutters, Syringe/Needle (Syringe cutter) | NA | ground floor-store
2123 | Kanachak, Sohanjana PHC | Sphygmomanometers, Mercury (Mercury BP Machine) | Namatt | Ground Floor -OPD
2124 | Kanachak, Sohanjana PHC | Oxygen Concentrators (Oxygen Concentrator) | MEDOXY | Ground Floor- Store Room
2125 | Kanachak, Sohanjana PHC | Oxygen Concentrators (Oxygen Concentrator) | Longfian Scitech Co. Ltd | ground floor-store
2126 | Kanachak, Sohanjana PHC | Oxygen Concentrators (Oxygen Concentrator) | Shanghai intl holding care | ground floor-store
2127 | Kanachak, Sohanjana PHC | Refrigerators, Laboratory (Lab refrigerator) | Samsung | LABOUR ROOM
2128 | Kanachak, Sohanjana PHC | Cutters, Syringe/Needle (Syringe cutter) | Microsil | CASUALITY
2129 | Kanachak, Sohanjana PHC | Cutters, Syringe/Needle (Syringe cutter) | Life care | LABORATORY
2130 | Kanachak, Sohanjana PHC | Cutters, Syringe/Needle (Syringe cutter) | Microsil | Opd
2131 | Kanachak, Sohanjana PHC | Oxygen Concentrators (Oxygen Concentrator) | Yuwell | ground floor-store
2132 | Kanachak, Sohanjana PHC | Cutters, Syringe/Needle (Syringe cutter) | Microsil | Opd
2133 | Kanachak, Sohanjana PHC | Warming Units, Patient, Radiant, Infant (Radiant Warmer) | Neotech Medical pvt.ltd | Ground OPD
2134 | Kanachak, Sohanjana PHC | Sphygmomanometers, Mercury (Mercury BP Machine) | Elite surgical industries | ground floor-store
2135 | Kanachak, Sohanjana PHC | Analyzers, Laboratory, Body Fluids, Electrolyte, Coulometric (Colorimeter) | Labtronics | LABORATORY
2136 | Kanachak, Sohanjana PHC | Refrigerators, Ice Lined-70L ( 70L ILR ) | Vestfrost | OPD
2137 | Kanachak, Sohanjana PHC | Aspirators (Suction Machine) | NA | LABOUR ROOM
2138 | Kanachak, Sohanjana PHC | Incubators, Test Tube (Lab Incubator) | NA | LABORATORY
2139 | Kanachak, Sohanjana PHC | Lights, Dental, Intraoral ( Light Cure Unit ) | Dentamerica | Dental section
2140 | Kanachak, Sohanjana PHC | Oxygen Concentrators (Oxygen Concentrator) | Microtek Technology | Opd
2141 | Kanachak, Sohanjana PHC | Sphygmomanometers, Mercury (Mercury BP Machine) | NA | DISPANSARY
2142 | Kanachak, Sohanjana PHC | Sphygmomanometers, Mercury (Mercury BP Machine) | MCP | Ground OPD
2143 | Kanachak, Sohanjana PHC | Sterilizing Units, Steam (Autoclave Vertical) | Paras | CASUALITY
2144 | Kanachak, Sohanjana PHC | Radiographic/Fluoroscopic Systems, General-Purpose, 100mA(General X Ray - 100mA) | Siemens | X-RAY
2145 | Kanachak, Sohanjana PHC | Scales, Infant, Mechanical (Infant wieghing machine) | NA | LABOUR ROOM
2146 | Kanachak, Sohanjana PHC | Chairs, Examination/Treatment, Dentistry (Dental Chair) | Bestodent India Pvt. Ltd | DENTAL SECTION
2147 | Kanachak, Sohanjana PHC | Refrigerators, Ice Lined-150L ( 150L ILR ) | Godrej | Ground Floor-Immunization
2148 | Kanachak, Sohanjana PHC | Aspirators (Suction Machine) | NA | LABOUR ROOM
2149 | Kanachak, Sohanjana PHC | Cutters, Syringe/Needle (Syringe cutter) | Microsil | ground floor-store
2150 | Kanachak, Sohanjana PHC | Sphygmomanometers, Mercury (Mercury BP Machine) | Fortune | Opd
2151 | Kanachak, Sohanjana PHC | Sterilizing Units(Instrument Sterilizer) | NA | DENTAL
2152 | Kanachak, Sohanjana PHC | Phototherapy Units, Ultraviolet, LED,(LED Infant Phototherapy) | AVI health care Pvt Ltd | General OPD-Ground Floor
2153 | Kanachak, Sohanjana PHC | Phototherapy Units, Ultraviolet, LED,(LED Infant Phototherapy) | AVI health care Pvt Ltd | General OPD-Ground Floor
2154 | Kanachak, Sohanjana PHC | Microscopes, Light, Laboratory (Binocular Microscope) | NA | LABORATORY
2155 | Kanachak, Sohanjana PHC | Cutters, Syringe/Needle (Syringe cutter) | Kohli surgical | DENTAL
2156 | Kanachak, Sohanjana PHC | Sterilizing Units(Instrument Sterilizer) | NA | Opd
2157 | Kathar PHC (kuthar) | Sterilizing Units(Instrument Sterilizer) | NA | OPD
2158 | Kathar PHC (kuthar) | Aspirators (Suction Machine) | NA | LABOUR ROOM
2159 | Kathar PHC (kuthar) | Scales, Adult, Floor,Mechanical (Adult floor Mechanical Weighing machine) | Dolphin | CASUALITY
2160 | Kathar PHC (kuthar) | Sphygmomanometers, Mercury (Mercury BP Machine) | NA | OPD
2161 | Kathar PHC (kuthar) | Radiographic Units, Mobile (Mobile X Ray -60 mA) | Allengers | RADIOLOGY
2162 | Kathar PHC (kuthar) | Sphygmomanometers, Mercury (Mercury BP Machine) | Pagoda | OPD
2163 | Kathar PHC (kuthar) | Sphygmomanometers, Mercury (Mercury BP Machine) | NA | CASUALITY
2164 | Kathar PHC (kuthar) | Sphygmomanometers, Mercury (Mercury BP Machine) | NA | OPD
2165 | Kathar PHC (kuthar) | Sphygmomanometers, Mercury (Mercury BP Machine) | NA | OPD
2166 | Kathar PHC (kuthar) | Centrifuges, Tabletop (Centrifuge) | Alpine | GENERAL LAB
2167 | Kathar PHC (kuthar) | Freezers Vaccine-120 L (120L -Vaccine Freezer) | Vestfrost | IMMUNIZATION SECTION
2168 | Kathar PHC (kuthar) | Aspirators (Suction Machine) | Anand medicaids Pvt. Ltd | LABOUR ROOM
2169 | Kathar PHC (kuthar) | Analyzers, Laboratory, Body Fluids, Electrolyte, Coulometric (Colorimeter) | Simtronics | GENERAL LAB
2170 | Kathar PHC (kuthar) | Microscopes, Light, Laboratory (Binocular Microscope) | Ajay optik India | GENERAL LAB
2171 | Kathar PHC (kuthar) | Sterilizing Units(Instrument Sterilizer) | Surgical goods | DISPENSARY
2172 | Kathar PHC (kuthar) | Cutters, Syringe/Needle (Syringe cutter) | Microsil | DISPENSARY
2173 | Kathar PHC (kuthar) | Nebulizers, Nonheated (Nebulizer) | Olex | DISPENSARY
2174 | Kathar PHC (kuthar) | Refrigerators, Ice Lined-70L ( 70L ILR ) | Vestfrost | IMMUNIZATION SECTION
2175 | Kathar PHC (kuthar) | Sphygmomanometers, Mercury (Mercury BP Machine) | Prolix supreme surgico | OPD
2176 | Kathar PHC (kuthar) | Sterilizing Units(Instrument Sterilizer) | Surgical goods | OPD
2177 | Kathar PHC (kuthar) | Microscopes, Light, Laboratory (Binocular Microscope) | Labomed | GENERAL LAB
2178 | Kathar PHC (kuthar) | Chairs, Examination/Treatment, Dentistry (Dental Chair) | Suz- dent India Pvt Ltd | DENTAL SECTION
2179 | Kathar PHC (kuthar) | Sterilizing Units(Instrument Sterilizer) | BPL | OPD
2180 | Kathar PHC (kuthar) | Scales, Infant, Digital (Digital Infant Scale) | Equinox | LABOUR ROOM
2181 | Keri, Kotbhalwal PHC | Oximeters, Pulse, tabletop(Tabletop Pulse Oximeter) | BISTOS | General Ward
2182 | Keri, Kotbhalwal PHC | Cutters, Syringe/Needle (Syringe cutter) | Microsil | Kotbhalwal PHC- GENERAL STORE
2183 | Keri, Kotbhalwal PHC | Cutters, Syringe/Needle (Syringe cutter) | Microsil | DISPENSARY
2184 | Keri, Kotbhalwal PHC | Sphygmomanometers, Mercury (Mercury BP Machine) | Namatt | STORE (OT)
2185 | Keri, Kotbhalwal PHC | Cutters, Syringe/Needle (Syringe cutter) | Microsil | GENERAL STORE
2186 | Keri, Kotbhalwal PHC | Cutters, Syringe/Needle (Syringe cutter) | Microsil | GENERAL STORE
2187 | Keri, Kotbhalwal PHC | Cutters, Syringe/Needle (Syringe cutter) | Microsil | GENERAL STORE
2188 | Keri, Kotbhalwal PHC | Cutters, Syringe/Needle (Syringe cutter) | NA | GENERAL STORE
2189 | Keri, Kotbhalwal PHC | Cutters, Syringe/Needle (Syringe cutter) | Microsil | Female Ward
2190 | Keri, Kotbhalwal PHC | Scales, Adult, Floor,Mechanical (Adult floor Mechanical Weighing machine) | Doctor Beliram and sons | Female Ward
2191 | Keri, Kotbhalwal PHC | Sphygmomanometers, Mercury (Mercury BP Machine) | NA | GENERAL STORE
2192 | Keri, Kotbhalwal PHC | Sphygmomanometers, Mercury (Mercury BP Machine) | Namatt | STORE
2193 | Keri, Kotbhalwal PHC | Refrigerators, Laboratory (Lab refrigerator) | Videocon | LABORATORY
2194 | Keri, Kotbhalwal PHC | Sphygmomanometers, Mercury (Mercury BP Machine) | Jainco | General Store
2195 | Keri, Kotbhalwal PHC | Microscopes, Light, Laboratory (Binocular Microscope) | Radical | General Ward
2196 | Keri, Kotbhalwal PHC | Cutters, Syringe/Needle (Syringe cutter) | Microsil | DISPANASRY
2197 | Keri, Kotbhalwal PHC | Sterilizing Units(Instrument Sterilizer) | NA | General Ward
2198 | Keri, Kotbhalwal PHC | Microscopes, Light, Laboratory (Binocular Microscope) | Ajay optik India | LABORATORY
2199 | Keri, Kotbhalwal PHC | Radiographic Units, Mobile (Mobile X Ray -60 mA) | Allengers | ground floor-store
2200 | Keri, Kotbhalwal PHC | Sterilizing Units, Steam, Tabletop(13 Litre Table top) | NA | ground floor-store
2201 | Keri, Kotbhalwal PHC | Oxygen Concentrators (Oxygen Concentrator) | Longfian Scitech Co. Ltd | IMMUNIZATION GROUND FLOOR
2202 | Keri, Kotbhalwal PHC | Oximeters, Pulse, tabletop(Tabletop Pulse Oximeter) | BISTOS | ground floor-store
2203 | Keri, Kotbhalwal PHC | Incubators, Test Tube (Lab Incubator) | Microsil | ground floor-store
2204 | Keri, Kotbhalwal PHC | Scales, Patient, Floor, Adult,Digital(Digital Weighing Machine) | NA | IMMUNIZATION GROUND FLOOR
2205 | Keri, Kotbhalwal PHC | Cutters, Syringe/Needle (Syringe cutter) | Microsil | Kotbhalwal PHC- GENERAL STORE
2206 | Keri, Kotbhalwal PHC | Sterilizing Units(Instrument Sterilizer) | NA | DISPENSARY
2207 | Keri, Kotbhalwal PHC | Oxygen Concentrators (Oxygen Concentrator) | Microtek | Male ward Ground Floor
2208 | Keri, Kotbhalwal PHC | Sphygmomanometers, Electronic (Electronic BP Machine) | Omran | IMMUNIZATION GROUND FLOOR
2209 | Keri, Kotbhalwal PHC | Cutters, Syringe/Needle (Syringe cutter) | Microsil | GENERAL STORE
2210 | Keri, Kotbhalwal PHC | Cutters, Syringe/Needle (Syringe cutter) | Microsil | GENERAL STORE
2211 | Keri, Kotbhalwal PHC | Cutters, Syringe/Needle (Syringe cutter) | Microsil | GENERAL STORE
2212 | Keri, Kotbhalwal PHC | Cutters, Syringe/Needle (Syringe cutter) | Microsil | Kotbhalwal PHC- GENERAL STORE
2213 | Keri, Kotbhalwal PHC | Ovens, Drying (Hot Air Oven) | Microsil | General Lab
2214 | Keri, Kotbhalwal PHC | Sphygmomanometers, Mercury (Mercury BP Machine) | NA | DISPENSARY
2215 | Keri, Kotbhalwal PHC | Freezers Vaccine-120 L (120L -Vaccine Freezer) | Vestfrost | Female Ward
2216 | Keri, Kotbhalwal PHC | Refrigerators, Ice Lined-70L ( 70L ILR ) | Haier | Female Ward
2217 | Kharrah, Pallanwala PHC | Cutters, Syringe/Needle (Syringe cutter) | Microsil | GENERAL LAB
2218 | Kharrah, Pallanwala PHC | Analyzers, Laboratory, Body Fluids, Electrolyte, Coulometric (Colorimeter) | NA | GENERAL LAB
2219 | Kharrah, Pallanwala PHC | Aspirators (Suction Machine) | NA | LABOUR ROOM
2220 | Kharrah, Pallanwala PHC | Oxygen Concentrators (Oxygen Concentrator) | Aspen Diagnostics Pvt Ltd | LABOUR ROOM
2221 | Kharrah, Pallanwala PHC | Lights, Surgical, 1 Dome, Halogen (1 Dome Halogen OT Light) | NA | OPD
2222 | Kharrah, Pallanwala PHC | Incubators, Test Tube (Lab Incubator) | NA | GENERAL LAB
2223 | Kharrah, Pallanwala PHC | Freezers Vaccine-120 L (120L -Vaccine Freezer) | Haier | OPD
2224 | Kharrah, Pallanwala PHC | Freezers Vaccine-120 L (120L -Vaccine Freezer) | Haier | LABOUR ROOM
2225 | Kharrah, Pallanwala PHC | Sphygmomanometers, Mercury (Mercury BP Machine) | NA | OPD
2226 | Kharrah, Pallanwala PHC | Sphygmomanometers, Mercury (Mercury BP Machine) | NA | OPD
2227 | Kharrah, Pallanwala PHC | Sphygmomanometers, Mercury (Mercury BP Machine) | Avon | OPD
2228 | Kharrah, Pallanwala PHC | Sphygmomanometers, Mercury (Mercury BP Machine) | NA | OPD
2229 | Kharrah, Pallanwala PHC | Lights, Surgical, 1 Dome, Halogen (1 Dome Halogen OT Light) | NA | OPD
2230 | Kharrah, Pallanwala PHC | Sphygmomanometers, Electronic (Electronic BP Machine) | Omron healthcare Europe | OPD
2231 | Kharrah, Pallanwala PHC | Scales, Adult, Floor,Mechanical (Adult floor Mechanical Weighing machine) | Crown | LABOUR ROOM
2232 | Kharrah, Pallanwala PHC | Centrifuges, Tabletop (Centrifuge) | NA | GENERAL LAB
2233 | Kharrah, Pallanwala PHC | Sphygmomanometers, Mercury (Mercury BP Machine) | NA | OPD
2234 | Kharrah, Pallanwala PHC | Microscopes, Light, Laboratory (Binocular Microscope) | Kwality Micro Scientific | GENERAL LAB
2235 | Kharrah, Pallanwala PHC | Sterilizing Units(Instrument Sterilizer) | NA | OPD
2236 | Kharrah, Pallanwala PHC | Sterilizing Units(Instrument Sterilizer) | NA | DENTAL SECTION
2237 | Kharrah, Pallanwala PHC | Chairs, Examination/Treatment, Dentistry (Dental Chair) | Bestodent India Pvt. Ltd | DENTAL SECTION
2238 | Kharrah, Pallanwala PHC | Fetal Heart Detectors, Ultrasonic (Fetal doppler) | Neocare | OPD
2239 | Kharrah, Pallanwala PHC | Cutters, Syringe/Needle (Syringe cutter) | Microsil | LABOUR ROOM
2240 | Kharrah, Pallanwala PHC | Sphygmomanometers, Mercury (Mercury BP Machine) | NA | OPD
2241 | Kharrah, Pallanwala PHC | Radiographic Units, Dental, Extraoral (Dental X Ray) | Platinum rays | DENTAL SECTION
2242 | Kharrah, Pallanwala PHC | Sphygmomanometers, Mercury (Mercury BP Machine) | NA | OPD
2243 | Kharrah, Pallanwala PHC | Sphygmomanometers, Mercury (Mercury BP Machine) | Namatt | OPD
2244 | Kharrah, Pallanwala PHC | Warming Units, Patient, Radiant, Infant (Radiant Warmer) | NA | LABOUR ROOM
2245 | Kharrah, Pallanwala PHC | Microscopes, Light, Laboratory (Binocular Microscope) | Ajay optik India | GENERAL LAB
2246 | Kharrah, Pallanwala PHC | Freezers Vaccine-120 L (120L -Vaccine Freezer) | Haier | OPD
2247 | Kharrah, Pallanwala PHC | Analyzers, Laboratory, Hematology, Cell Counting, Automated, 3 Part ( 3part blood Cell Counter) | Zybio | LAB SECTION
2248 | Kharrah, Pallanwala PHC | Sterilizing Units(Instrument Sterilizer) | NA | OPD
2249 | Kharrah, Pallanwala PHC | Cutters, Syringe/Needle (Syringe cutter) | NA | OPD
2250 | Kharrah, Pallanwala PHC | Sphygmomanometers, Mercury (Mercury BP Machine) | NA | OPD
2251 | Khour CHC | Nebulizers, Nonheated (Nebulizer) | Devilbiss Healthcare | DISPANSARY
2252 | Khour CHC | Oxygen Concentrators (Oxygen Concentrator) | SS Medical System | Genral Ward
2253 | Khour CHC | Refrigerators, Laboratory (Lab refrigerator) | Devilbiss Healthcare | General Ward
2254 | Khour CHC | Oxygen Concentrators (Oxygen Concentrator) | MEDOXY | Ground Floor-Genral Ward
2255 | Khour CHC | Sphygmomanometers, Electronic (Electronic BP Machine) | Omron healthcare Europe | General OPD-Ground Floor
2256 | Khour CHC | Chairs, Examination/Treatment, Dentistry (Dental Chair) | Confident dental equipment | Dental Section
2257 | Khour CHC | Warming Units, Patient, Radiant, Infant (Radiant Warmer) | Neotech Medical pvt.ltd | 1st Floor- Labour Room
2258 | Khour CHC | Oxygen Concentrators (Oxygen Concentrator) | LONGFIAN SCITECH CO.LTD | Genral Ward/Ground Floor
2259 | Khour CHC | Analyzers, Laboratory, Hematology, Hemoglobin (HB Analyzer) | WRIG NAROSYSTENS PVT LTD | LAB SECTION
2260 | Khour CHC | Oxygen Concentrators (Oxygen Concentrator) | SS Medical System | General Ward
2261 | Khour CHC | Cutters, Syringe/Needle (Syringe cutter) | Microsil | General Ward
2262 | Khour CHC | Cutters, Syringe/Needle (Syringe cutter) | Microsil | Dental Unit-Ground Floor
2263 | Khour CHC | Electrocardiographs, Three-Channel ( 3 Channel ECG) | Nihon Kohden | ECG SECTIONN
2264 | Khour CHC | Sphygmomanometers, Aneriod(Aneroid BP Machine) | Bio Plus | General OPD-Ground Floor
2265 | Khour CHC | Radiographic Units, Dental, Extraoral (Dental X Ray) | Confident dental equipment | Dental Section
2266 | Khour CHC | Lights, Surgical, Mobile Halogen (Halogen Mobile OT Light) | NA | Labour ward
2267 | Khour CHC | Aspirators (Suction Machine) | Anand medicaids Pvt. Ltd | Scrub Station
2268 | Khour CHC | Centrifuges, Tabletop (Centrifuge) | Laby Instruments | Diagnostics
2269 | Khour CHC | Cutters, Syringe/Needle (Syringe cutter) | Microsil | GENERAL WARD
2270 | Khour CHC | Scanning Systems, Ultrasonic, General-Purpose ( Ultrasound Scanner ) | Universal Imaging | Radiology
2271 | Khour CHC | Microscopes, Light, Laboratory (Binocular Microscope) | Ajay optik India | STORE ROOM, 1ST FLOOR
2272 | Khour CHC | Centrifuges, Tabletop (Centrifuge) | Laby Instruments | STORE ROOM, 1ST FLOOR
2273 | Khour CHC | Centrifuges, Tabletop (Centrifuge) | Laby Instruments | STORE ROOM, 1ST FLOOR
2274 | Khour CHC | Phototherapy Units, Ultraviolet, LED,(LED Infant Phototherapy) | AVI Healthcare Pvt Ltd | 1st Floor- Labour Room
2275 | Khour CHC | Warming Units, Patient, Radiant, Infant (Radiant Warmer) | Neotech Medical pvt.ltd | 1st Floor- Labour Room
2276 | Khour CHC | Sphygmomanometers, Electronic (Electronic BP Machine) | Omron healthcare Europe | General OPD-Ground Floor
2277 | Khour CHC | Sterilizing Units(Instrument Sterilizer) | NA | DISPENSARY
2278 | Khour CHC | Sterilizing Units(Instrument Sterilizer) | NA | Labour ward
2279 | Khour CHC | Microscopes, Light, Laboratory (Binocular Microscope) | Quasmo | Diagnostics
2280 | Khour CHC | Oxygen Concentrators (Oxygen Concentrator) | SS Medical System | Genral Ward
2281 | Khour CHC | Microscopes, Light, Laboratory (Binocular Microscope) | Quasmo | STORE ROOM, 1ST FLOOR
2282 | Khour CHC | Microscopes, Light, Laboratory (Binocular Microscope) | Ajay optik India | STORE ROOM, 1ST FLOOR
2283 | Khour CHC | Cutters, Syringe/Needle (Syringe cutter) | Microsil | Dispensary
2284 | Khour CHC | Cutters, Syringe/Needle (Syringe cutter) | Microsil | Diagnostic
2285 | Khour CHC | Phototherapy Units, Ultraviolet, LED,(LED Infant Phototherapy) | AVI Healthcare Pvt Ltd | 1st Floor- Labour Room
2286 | Khour CHC | Oxygen Concentrators (Oxygen Concentrator) | SS Medical System | General Ward
2287 | Khour CHC | Microscopes, Light, Laboratory (Binocular Microscope) | Labovision | Diagnostic laboratory
2288 | Khour CHC | Oxygen Concentrators (Oxygen Concentrator) | MEDOXY | Ground Floor-Genral Ward
2289 | Khour CHC | Sterilizing Units Glass Bead (Glass bead Sterilizer) | Confident dental equipment | Dental Section
2290 | Khour CHC | Electrocardiographs, Three-Channel ( 3 Channel ECG) | Uni-Em | Radiology
2291 | Khour CHC | Cutters, Syringe/Needle (Syringe cutter) | Microsil | STORE ROOM, 1ST FLOOR
2292 | Khour CHC | Centrifuges, Tabletop (Centrifuge) | NA | STORE ROOM, 1ST FLOOR
2293 | Khour CHC | Refrigerators, Ice Lined-150L ( 150L ILR ) | Godrej | Ground Floor-Immunization
2294 | Khour CHC | Analyzers, Laboratory, Hematology, Cell Counting, Automated, 3 Part ( 3part blood Cell Counter) | Biogeny Diagnostics Pvt Ltd | LAB Section
2295 | Khour CHC | Sterilizing Units, Steam, B- Type ( B Type Autoclave ) | Confident dental equipment | Dental Section
2296 | Khour CHC | Sterilizing Units, Steam,Horizontal (Autoclave Horizontal) | Ramon Surgical Company | Scrub Station
2297 | Khour CHC | Freezers Vaccine-120 L (120L -Vaccine Freezer) | Haier | IMMUNIZATION
2298 | Khour CHC | Refrigerators, Ice Lined-150L ( 150L ILR ) | Vestfrost | IMMUNIZATION
2299 | Khour CHC | Oxygen Concentrators (Oxygen Concentrator) | MEDOXY | Ground Floor-Genral Ward
2300 | Khour CHC | Radiographic/Fluoroscopic Systems, General-Purpose - 500 mA (General X Ray - 500mA) | Siemens | Radiology
2301 | Khour CHC | Ovens, Drying (Hot Air Oven) | NA | Diagnostic
2302 | Khour CHC | Sterilizing Units(Instrument Sterilizer) | Atlas surgical company | Labour ward
2303 | Kotbhalwal PHC | Oxygen Concentrators (Oxygen Concentrator) | SS Medical System | Store
2304 | Kotbhalwal PHC | Cutters, Syringe/Needle (Syringe cutter) | NA | Labour Room
2305 | Kotbhalwal PHC | Scales, Adult, Floor,Mechanical (Adult floor Mechanical Weighing machine) | Crown | RBSK
2306 | Kotbhalwal PHC | Scales, Adult, Floor,Mechanical (Adult floor Mechanical Weighing machine) | Ramon Surgical Company | RBSK
2307 | Kotbhalwal PHC | Scales, Infant, Mechanical (Infant wieghing machine) | Crown | Labour Room
2308 | Kotbhalwal PHC | Centrifuges, Tabletop (Centrifuge) | Laby Instruments | GENERAL LAB
2309 | Kotbhalwal PHC | Ventilator Intensive care ( PM CARE ) | Skanray Healthcare | OT/FIRST FLOOR
2310 | Kotbhalwal PHC | Ventilator Intensive care ( PM CARE ) | Skanray Healthcare | OT/FIRST FLOOR
2311 | Kotbhalwal PHC | Ventilator Intensive care ( PM CARE ) | Skanray Healthcare | OT/FIRST FLOOR
2312 | Kotbhalwal PHC | Aspirators (Suction Machine) | Anand surgical industries | CASUALTY
2313 | Kotbhalwal PHC | Monitoring Systems, Physiologic with 5 Parameters (5 Para Patient Monitor) | Contec Medical System | OT/2ND FLOOR
2314 | Kotbhalwal PHC | Monitoring Systems, Physiologic with 5 Parameters (5 Para Patient Monitor) | Contec Medical System | Emergency ward
2315 | Kotbhalwal PHC | Scales, Patient, Floor, Adult,Digital(Digital Weighing Machine) | E.G.KANTAWALLA LTD | Paediatric OPD - Ground floor
2316 | Kotbhalwal PHC | Monitoring Systems, Physiologic with 7 Parameters (7 Para Patient Monitor) | MBS INDIA | 1st Floor-Operation Theatre
2317 | Kotbhalwal PHC | Monitoring Systems, Physiologic with 7 Parameters (7 Para Patient Monitor) | MBS INDIA | 1st Floor-Operation Theatre
2318 | Kotbhalwal PHC | Ventilators, BIPAP (BIPAP Machine) | DECK MOUNT ELECTRONICS PVT LTD. | CASUALITY (EMERGENCY)/Ground floor
2319 | Kotbhalwal PHC | Laryngoscopes, Rigid (Laryngoscope) | NA | CASUALITY (EMERGENCY)/Ground floor
2320 | Kotbhalwal PHC | Fumigation Unit (Fumigation Machine) | NA | 1st Floor-Operation Theatre
2321 | Kotbhalwal PHC | Scales, Infant, Mechanical (Infant wieghing machine) | Crown | RBSK
2322 | Kotbhalwal PHC | Infusion Pumps, General Purpose (Infusion Pump) | ENMIND | MICU second floor
2323 | Kotbhalwal PHC | View Boxes, X-Ray (X ray Film viewer) | NA | X RAY SECTION
2324 | Kotbhalwal PHC | Infusion Pumps, Syringe (Syringe Pump) | ENMIND | MICU second floor
2325 | Kotbhalwal PHC | Infusion Pumps, General Purpose (Infusion Pump) | ENMIND | MICU second floor
2326 | Kotbhalwal PHC | Radiographic Units, Mobile(Mobile X Ray -100 mA) | Skanray Technologies Pvt. Ltd. | MICU second floor
2327 | Kotbhalwal PHC | Infusion Pumps, General Purpose (Infusion Pump) | ENMIND | MICU second floor
2328 | Kotbhalwal PHC | Infusion Pumps, Syringe (Syringe Pump) | ENMIND | MICU second floor
2329 | Kotbhalwal PHC | Charts, Eye, Visual Acuity (Eye Chart) | NA | Eye Section
2330 | Kotbhalwal PHC | Cutters, Syringe/Needle (Syringe cutter) | Microsil | Labour Room
2331 | Kotbhalwal PHC | Scanning Systems, Ultrasonic, General-Purpose ( Ultrasound Scanner ) | SS Medical System | Ultrasound Section
2332 | Kotbhalwal PHC | Nebulizers, Nonheated (Nebulizer) | NA | CASUALTY
2333 | Kotbhalwal PHC | Chairs, Examination/Treatment, Dentistry (Dental Chair) | Confident dental equipment | GENERAL WARD/2ND FLOOR
2334 | Kotbhalwal PHC | Sterilizing Units(Instrument Sterilizer) | NA | Dental Section
2335 | Kotbhalwal PHC | Oxygen Concentrators (Oxygen Concentrator) | Microtek Technology | Casualty
2336 | Kotbhalwal PHC | Phototherapy Units, Ultraviolet, LED,(LED Infant Phototherapy) | AVIHEALTH CARE PVT LTD | OT - 1st Floor
2337 | Kotbhalwal PHC | Sterilizing Units(Instrument Sterilizer) | NA | Labour room
2338 | Kotbhalwal PHC | Scalers, Dental, Ultrasonic(Ultrasonic Scaler) | Bonart co ltd | Dental Section
2339 | Kotbhalwal PHC | Tonometers, Ophthalmic (Tonometer) | NA | Eye Section
2340 | Kotbhalwal PHC | Anesthesia Units Work Station (Anesthesia work station) | Avasarala technologies ltd | 1St Floor - Operation Theatre
2341 | Kotbhalwal PHC | Oxygen Concentrators (Oxygen Concentrator) | MEDOXY | GENERAL WARD/2ND FLOOR
2342 | Kotbhalwal PHC | Scalers, Dental, Ultrasonic(Ultrasonic Scaler) | Bonart co ltd | Dental Section
2343 | Kotbhalwal PHC | Phototherapy Units, Ultraviolet, LED,(LED Infant Phototherapy) | AVI health care Pvt Ltd | LABOUR ROOM
2344 | Kotbhalwal PHC | Sterilizing Units(Instrument Sterilizer) | NA | CASUALTY
2345 | Kotbhalwal PHC | Sterilizing Units(Instrument Sterilizer) | NA | General OPD
2346 | Kotbhalwal PHC | Lathes, Dental Laboratory ( Dental Lathe ) | Unident instrument p LTD | Dental Section
2347 | Kotbhalwal PHC | Sterilizing Units(Instrument Sterilizer) | Atlas surgical company | Sterilization section
2348 | Kotbhalwal PHC | Aspirators (Suction Machine) | NA | LABOUR ROOM
2349 | Kotbhalwal PHC | Tables, Operating Electrical (OT Table Electrical) | Staan biomedical engineering p | OT/FIRST FLOOR
2350 | Kotbhalwal PHC | Phototherapy Units, Ultraviolet, LED,(LED Infant Phototherapy) | AVI health care Pvt Ltd | LABOUR ROOM
2351 | Kotbhalwal PHC | Aspirators (Suction Machine) | Mediguard | OT/FIRST FLOOR
2352 | Kotbhalwal PHC | Aspirators (Suction Machine) | Atmos | OT
2353 | Kotbhalwal PHC | Sterilizing Units(Instrument Sterilizer) | NA | General Ward
2354 | Kotbhalwal PHC | Sterilizing Units(Instrument Sterilizer) | NA | CASUALTY
2355 | Kotbhalwal PHC | Intraoral RVG Sensor | Confident dental equipment | DENTAL SECTION/ GROUND FLOOR
2356 | Kotbhalwal PHC | Tables, Operating Electrical (OT Table Electrical) | Staan biomedical engineering p | Labour room
2357 | Kotbhalwal PHC | Fetal Heart Detectors, Ultrasonic (Fetal doppler) | BPL | Labour Room
2358 | Kotbhalwal PHC | Phototherapy Units, Ultraviolet, LED,(LED Infant Phototherapy) | AVI health care Pvt Ltd | LABOUR ROOM
2359 | Kotbhalwal PHC | Oxygen Concentrators (Oxygen Concentrator) | RMS Medical Tech | CASUALTY
2360 | Kotbhalwal PHC | Nebulizers, Nonheated (Nebulizer) | NA | CASUALTY
2361 | Kotbhalwal PHC | Cutters, Syringe/Needle (Syringe cutter) | Microsil | Labour Room
2362 | Kotbhalwal PHC | Scales, Adult, Floor,Mechanical (Adult floor Mechanical Weighing machine) | Crown | General OPD
2363 | Kotbhalwal PHC | Charts, Eye, Visual Acuity (Eye Chart) | NA | Eye Section
2364 | Kotbhalwal PHC | Sterilizing Units(Instrument Sterilizer) | NA | Labour Room
2365 | Kotbhalwal PHC | Sphygmomanometers, Mercury (Mercury BP Machine) | Accusure | MCH Section
2366 | Kotbhalwal PHC | Microscopes, Light, Laboratory (Binocular Microscope) | Labovision | GENERAL LAB
2367 | Kotbhalwal PHC | Microscopes, Light, Laboratory (Binocular Microscope) | Ajay optik India | GENERAL LAB
2368 | Kotbhalwal PHC | Sterilizing Units(Instrument Sterilizer) | NA | DENTAL SECTION
2369 | Kotbhalwal PHC | Sterilizing Units(Instrument Sterilizer) | NA | General OPD
2370 | Kotbhalwal PHC | Digital Imaging Systems, Computed Radiography-Single Slot (1 Slot CR Machine) | Carestream | X-ray
2371 | Kotbhalwal PHC | Nebulizers, Nonheated (Nebulizer) | Entero Healthcare Solution | Emergency ward
2372 | Kotbhalwal PHC | Scales, Infant, Digital (Digital Infant Scale) | MCP | Paediatric OPD Room No. 2 Ground Floor
2373 | Kotbhalwal PHC | Sterilizing Units(Instrument Sterilizer) | NA | CASUALTY
2374 | Kotbhalwal PHC | Chairs, Examination/Treatment, Dentistry (Dental Chair) | Confident dental equipment | DENTAL SECTION
2375 | Kotbhalwal PHC | Tables, Operating Electrical (OT Table Electrical) | Staan biomedical engineering p | OT/2ND FLOOR
2376 | Kotbhalwal PHC | Oxygen Concentrators (Oxygen Concentrator) | MEDOXY | GENERAL WARD/1ST FLOOR
2377 | Kotbhalwal PHC | Oxygen Concentrators (Oxygen Concentrator) | SS Medical System | Store
2378 | Kotbhalwal PHC | Oxygen Concentrators (Oxygen Concentrator) | MEDOXY | GENERAL WARD/1ST FLOOR
2379 | Kotbhalwal PHC | Warming Units, Patient, Radiant, Infant (Radiant Warmer) | Neotech Medical pvt.ltd | LABOUR ROOM
2380 | Kotbhalwal PHC | Oxygen Concentrators (Oxygen Concentrator) | SS Medical System | Store
2381 | Kotbhalwal PHC | Scales, Patient, Floor, Adult,Digital(Digital Weighing Machine) | NA | MICU second floor
2382 | Kotbhalwal PHC | Scanning systems, ultrasonic, Portable (Portable ultrasound Scanner) | Fujifilm Sonosite | MICU second floor
2383 | Kotbhalwal PHC | Analyzers, Laboratory, Body Fluids, Electrolyte (Electrolyte Analyzer) | HD Consortium India Ltd | MICU second floor
2384 | Kotbhalwal PHC | Infusion Pumps, Syringe (Syringe Pump) | ENMIND | MICU second floor
2385 | Kotbhalwal PHC | Infusion Pumps, Syringe (Syringe Pump) | ENMIND | MICU second floor
2386 | Kotbhalwal PHC | Infusion Pumps, General Purpose (Infusion Pump) | ENMIND | MICU second floor
2387 | Kotbhalwal PHC | Refrigerators, Blood Bank (Blood bank Refrigerator) | Remi | GENERAL LAB/GROUND FLOOR
2388 | Kotbhalwal PHC | Baths, Water, Laboratory (Water Bath) | NA | Labortary ground floor
2389 | Kotbhalwal PHC | Oxygen Concentrators (Oxygen Concentrator) | SS Medical System | Store
2390 | Kotbhalwal PHC | Oxygen Concentrators (Oxygen Concentrator) | SS Medical System | Store
2391 | Kotbhalwal PHC | Oxygen Concentrators (Oxygen Concentrator) | SS Medical System | Store
2392 | Kotbhalwal PHC | Oxygen Concentrators (Oxygen Concentrator) | SS Medical System | Store
2393 | Kotbhalwal PHC | Oxygen Concentrators (Oxygen Concentrator) | SS Medical System | Store
2394 | Kotbhalwal PHC | Oxygen Concentrators (Oxygen Concentrator) | MEDOXY | Store
2395 | Kotbhalwal PHC | Oxygen Concentrators (Oxygen Concentrator) | MEDOXY | Store
2396 | Kotbhalwal PHC | Oxygen Concentrators (Oxygen Concentrator) | Longfian Scitech Co. Ltd | Store
2397 | Kotbhalwal PHC | Oxygen Concentrators (Oxygen Concentrator) | SS Medical System | Store
2398 | Kotbhalwal PHC | Oxygen Concentrators (Oxygen Concentrator) | SS Medical System | Store
2399 | Kotbhalwal PHC | Oxygen Concentrators (Oxygen Concentrator) | SS Medical System | Store
2400 | Kotbhalwal PHC | Oxygen Concentrators (Oxygen Concentrator) | SS Medical System | Store
2401 | Kotbhalwal PHC | Oxygen Concentrators (Oxygen Concentrator) | SS Medical System | Store
2402 | Kotbhalwal PHC | Oxygen Concentrators (Oxygen Concentrator) | SS Medical System | Store
2403 | Kotbhalwal PHC | Oxygen Concentrators (Oxygen Concentrator) | SS Medical System | Store
2404 | Kotbhalwal PHC | Oxygen Concentrators (Oxygen Concentrator) | Longfian Scitech Co. Ltd | Store
2405 | Kotbhalwal PHC | Oxygen Concentrators (Oxygen Concentrator) | Longfian Scitech Co. Ltd | Store
2406 | Kotbhalwal PHC | Oxygen Concentrators (Oxygen Concentrator) | MEDOXY | General ward
2407 | Kotbhalwal PHC | Cutters, Syringe/Needle (Syringe cutter) | Microsil | Labour room
2408 | Kotbhalwal PHC | Ventilator Intensive care ( PM CARE ) | Skanray Healthcare | OT/2ND FLOOR
2409 | Kotbhalwal PHC | Ventilator Intensive care ( PM CARE ) | Skanray Healthcare | OT/2ND FLOOR
2410 | Kotbhalwal PHC | Ophthalmoscopes (Ophthalmoscopes) | Heine | Eye Section
2411 | Kotbhalwal PHC | Lights, Surgical, 1 Dome, Halogen (1 Dome Halogen OT Light) | NA | Labour Room
2412 | Kotbhalwal PHC | Analyzers, Laboratory, Body Fluids, Electrolyte, Coulometric (Colorimeter) | Beacon | GENERAL LAB
2413 | Kotbhalwal PHC | Analyzers, Laboratory, Body Fluids, Electrolyte, Coulometric (Colorimeter) | Priman | GENERAL LAB
2414 | Kotbhalwal PHC | Analyzers, Laboratory, Body Fluids, Electrolyte, Coulometric (Colorimeter) | kamineni life sciences | GENERAL LAB
2415 | Kotbhalwal PHC | Sterilizing Units, Steam (Autoclave Vertical) | Esteem industries | 1St Floor - Operation Theatre
2416 | Kotbhalwal PHC | Oxygen Concentrators (Oxygen Concentrator) | Longfian Scitech Co. Ltd | Store
2417 | Kotbhalwal PHC | Oxygen Concentrators (Oxygen Concentrator) | Longfian Scitech Co. Ltd | Store
2418 | Kotbhalwal PHC | Oxygen Concentrators (Oxygen Concentrator) | MEDOXY | GENERAL WARD/2ND FLOOR
2419 | Kotbhalwal PHC | Monitoring Systems, Physiologic with 5 Parameters (5 Para Patient Monitor) | Contec Medical System | MALE WARD, GROUND FLOOR
2420 | Kotbhalwal PHC | Fetal Heart Detectors, Ultrasonic (Fetal doppler) | Easy Care(Ranish Impex Pvt Ltd) | Labour Room / Ground Floor
2421 | Kotbhalwal PHC | Monitoring Systems, Physiologic with 5 Parameters (5 Para Patient Monitor) | Contec Medical System | LABOUR ROOM GROUND FLOOR
2422 | Kotbhalwal PHC | Electrosurgical Units (Cautery Machine) | Xceilance medical technology | OT
2423 | Kotbhalwal PHC | Sphygmomanometers, Mercury (Mercury BP Machine) | Namatt | Dental Section
2424 | Kotbhalwal PHC | Cutters, Syringe/Needle (Syringe cutter) | Microsil | GENERAL LAB
2425 | Kotbhalwal PHC | Oxygen Concentrators (Oxygen Concentrator) | Microtek Technology | Emergency ward
2426 | Kotbhalwal PHC | Microscopes, Light, Laboratory (Binocular Microscope) | Labomed | GENERAL LAB
2427 | Kotbhalwal PHC | Oxygen Concentrators (Oxygen Concentrator) | MEDOXY | GENERAL WARD/2ND FLOOR
2428 | Kotbhalwal PHC | Oxygen Concentrators (Oxygen Concentrator) | MEDOXY | GENERAL WARD/2ND FLOOR
2429 | Kotbhalwal PHC | Monitors, Physiologic, Vital Signs ( Vital Sign Monitor) | Mediwaves inc | CASUALITY (EMERGENCY)/Ground floor
2430 | Kotbhalwal PHC | Oxygen Concentrators (Oxygen Concentrator) | MEDOXY | GENERAL WARD/1ST FLOOR
2431 | Kotbhalwal PHC | Laryngoscopes, Rigid (Laryngoscope) | NA | 1st Floor-Operation Theatre
2432 | Kotbhalwal PHC | Warming Units, Patient, Radiant, Infant (Radiant Warmer) | Neotech Medical pvt.ltd | LABOUR ROOM
2433 | Kotbhalwal PHC | Oxygen Concentrators (Oxygen Concentrator) | MEDOXY | GENERAL WARD/1ST FLOOR
2434 | Kotbhalwal PHC | Scales, Adult, Floor,Mechanical (Adult floor Mechanical Weighing machine) | Crown | RBSK
2435 | Kotbhalwal PHC | Scales, Adult, Floor,Mechanical (Adult floor Mechanical Weighing machine) | Crown | RBSK
2436 | Kotbhalwal PHC | Oxygen Concentrators (Oxygen Concentrator) | MEDOXY | GENERAL WARD/2ND FLOOR
2437 | Kotbhalwal PHC | Warming Units, Patient, Radiant, Infant (Radiant Warmer) | Neotech Medical pvt.ltd | LABOUR ROOM/2ND FLOOR
2438 | Kotbhalwal PHC | Oxygen Concentrators (Oxygen Concentrator) | MEDOXY | GENERAL WARD/1ST FLOOR
2439 | Kotbhalwal PHC | Defibrillators, External, Manual (Defibrillator) | Mediana | 1St Floor - Operation Theatre
2440 | Kotbhalwal PHC | Oxygen Concentrators (Oxygen Concentrator) | MEDOXY | Store
2441 | Kotbhalwal PHC | Oxygen Concentrators (Oxygen Concentrator) | MEDOXY | GENERAL WARD/1ST FLOOR
2442 | Kotbhalwal PHC | Oxygen Concentrators (Oxygen Concentrator) | Microtek Technology | Emergency ward
2443 | Kotbhalwal PHC | Oxygen Concentrators (Oxygen Concentrator) | MEDOXY | GENERAL WARD/1ST FLOOR
2444 | Kotbhalwal PHC | Warming Units, Patient, Radiant, Infant (Radiant Warmer) | Neotech Medical pvt.ltd | LABOUR ROOM
2445 | Kotbhalwal PHC | Oxygen Concentrators (Oxygen Concentrator) | SS Medical System | Store
2446 | Kotbhalwal PHC | Analyzers, Laboratory, Clinical chemistry, Manual (Semi auto analyzer) | Micro lab | GENERAL LAB/GROUND FLOOR
2447 | Kotbhalwal PHC | Lights, Surgical - 2 Dome - LED(2 Dome LED Surgical OT LightL) | Surgident | OT/FIRST FLOOR
2448 | Kotbhalwal PHC | Laser Imager with Single Tray ( 1 Tray Laser Imager ) | Carestream | X-ray
2449 | Kotbhalwal PHC | Electrosurgical Units (Cautery Machine) | Xceilance medical technology | OT/FIRST FLOOR
2450 | Kotbhalwal PHC | Oxygen Concentrators (Oxygen Concentrator) | MEDOXY | GENERAL WARD/1ST FLOOR
2451 | Kotbhalwal PHC | Aspirators (Suction Machine) | Atmos | Emergency ward
2452 | Kotbhalwal PHC | Oxygen Concentrators (Oxygen Concentrator) | Longfian Scitech Co. Ltd | Store
2453 | Kotbhalwal PHC | Oxygen Concentrators (Oxygen Concentrator) | SS Medical System | Store
2454 | Kotbhalwal PHC | Warming Units, Patient, Radiant, Infant (Radiant Warmer) | Neotech Medical pvt.ltd | LABOUR ROOM
2455 | Kotbhalwal PHC | Oxygen Concentrators (Oxygen Concentrator) | SS Medical System | Store
2456 | Kotbhalwal PHC | Sphygmomanometers, Mercury (Mercury BP Machine) | Elite surgical industries | DENTAL SECTION
2457 | Kotbhalwal PHC | Cutters, Syringe/Needle (Syringe cutter) | Labtech | General OPD
2458 | Kotbhalwal PHC | Refrigerators, Laboratory (Lab refrigerator) | Godrej | Vaccine store
2459 | Kotbhalwal PHC | Cutters, Syringe/Needle (Syringe cutter) | Microsil | CASUALTY
2460 | Kotbhalwal PHC | Warming Units, Patient, Radiant, Infant (Radiant Warmer) | Neotech Medical pvt.ltd | LABOUR ROOM
2461 | Kotbhalwal PHC | Cutters, Syringe/Needle (Syringe cutter) | Microsil | DENTAL SECTION
2462 | Kotbhalwal PHC | Oxygen Concentrators (Oxygen Concentrator) | SS Medical System | Store
2463 | Kotbhalwal PHC | Analyzers, Laboratory, Body Fluids, Glucose (Glucometer) | Infopia co. Ltd. | NCD
2464 | Kotbhalwal PHC | Sphygmomanometers, Mercury (Mercury BP Machine) | Dr.Odin | Labour room
2465 | Kotbhalwal PHC | Oxygen Concentrators (Oxygen Concentrator) | SS Medical System | Store
2466 | Kotbhalwal PHC | Oxygen Concentrators (Oxygen Concentrator) | MEDOXY | GENERAL WARD/2ND FLOOR
2467 | Kotbhalwal PHC | Monitoring Systems, Physiologic with 5 Parameters (5 Para Patient Monitor) | Contec Medical System | OT/FIRST FLOOR
2468 | Kotbhalwal PHC | Oxygen Concentrators (Oxygen Concentrator) | Longfian Scitech Co. Ltd | Store
2469 | Kotbhalwal PHC | Oxygen Concentrators (Oxygen Concentrator) | SS Medical System | Store
2470 | Kotbhalwal PHC | Oxygen Concentrators (Oxygen Concentrator) | MEDOXY | GENERAL WARD/1ST FLOOR
2471 | Kotbhalwal PHC | Oxygen Concentrators (Oxygen Concentrator) | MEDOXY | GENERAL WARD/2ND FLOOR
2472 | Kotbhalwal PHC | Oxygen Concentrators (Oxygen Concentrator) | MEDOXY | GENERAL WARD/2ND FLOOR
2473 | Kotbhalwal PHC | Oxygen Concentrators (Oxygen Concentrator) | MEDOXY | GENERAL WARD/1ST FLOOR
2474 | Kotbhalwal PHC | Oxygen Concentrators (Oxygen Concentrator) | MEDOXY | Store
2475 | Kotbhalwal PHC | Oxygen Concentrators (Oxygen Concentrator) | MEDOXY | GENERAL WARD/1ST FLOOR
2476 | Kotbhalwal PHC | Sphygmomanometers, Mercury (Mercury BP Machine) | NA | CASUALTY
2477 | Kotbhalwal PHC | Oxygen Concentrators (Oxygen Concentrator) | SS Medical System | Store
2478 | Kotbhalwal PHC | Oxygen Concentrators (Oxygen Concentrator) | MEDOXY | GENERAL WARD/1ST FLOOR
2479 | Kotbhalwal PHC | Oxygen Concentrators (Oxygen Concentrator) | Longfian Scitech Co. Ltd | Labour room
2480 | Kotbhalwal PHC | Warming Units, Patient, Radiant, Infant (Radiant Warmer) | Neotech Medical pvt.ltd | Store
2481 | Kotbhalwal PHC | Oxygen Concentrators (Oxygen Concentrator) | MEDOXY | GENERAL WARD/2ND FLOOR
2482 | Kotbhalwal PHC | Defibrillators, External, Manual (Defibrillator) | Mediana | OT/2ND FLOOR
2483 | Kotbhalwal PHC | Oxygen Concentrators (Oxygen Concentrator) | MEDOXY | GENERAL WARD/1ST FLOOR
2484 | Kotbhalwal PHC | Sphygmomanometers, Aneriod(Aneroid BP Machine) | Vital | CMO
2485 | Kotbhalwal PHC | Sphygmomanometers, Aneriod(Aneroid BP Machine) | Vital | OPD block
2486 | Kotbhalwal PHC | Oxygen Concentrators (Oxygen Concentrator) | MEDOXY | GENERAL WARD/2ND FLOOR
2487 | Kotbhalwal PHC | Sterilizing Units, Ultraviolet ( UV Chamber) | Bestodent India Pvt. Ltd | DENTAL SECTION GROUND FLOOR
2488 | Kotbhalwal PHC | Sterilizing Units Glass Bead (Glass bead Sterilizer) | Apex industrial electronics | DENTAL SECTION
2489 | Kotbhalwal PHC | Slit Lamps (Slit Lamp) | NA | Eye Section
2490 | Kotbhalwal PHC | Scanning Systems, Ultrasonic, General-Purpose ( Ultrasound Scanner ) | NA | Ultrasound section
2491 | Kotbhalwal PHC | Analyzers, Laboratory, Hematology, Hemoglobin (HB Analyzer) | Aqra | GENERAL LAB
2492 | Kotbhalwal PHC | Analyzers, Laboratory, Hematology, Hemoglobin (HB Analyzer) | Aqra | GENERAL LAB
2493 | Kotbhalwal PHC | Analyzers, Laboratory, Hematology, Hemoglobin (HB Analyzer) | Aqra | GENERAL LAB
2494 | Kotbhalwal PHC | Analyzers, Laboratory, Body Fluids, Electrolyte, Coulometric (Colorimeter) | Labtronics | GENERAL LAB
2495 | Kotbhalwal PHC | Analyzers, Laboratory, Hematology, Hemoglobin (HB Analyzer) | Hemocue | GENERAL LAB
2496 | Kotbhalwal PHC | Radiographic Units, Mobile(Mobile X Ray -100 mA) | Rays India PVT LTD | X RAY SECTION
2497 | Kotbhalwal PHC | Radiographic Units, Dental, Extraoral (Dental X Ray) | Confident dental equipment | DENTAL SECTION
2498 | Kotbhalwal PHC | Radiographic Units, Dental, Extraoral (Dental X Ray) | Platinum rays | Mishriwala PHC- DENTAL SECTION
2499 | Kotbhalwal PHC | Aspirators (Suction Machine) | NA | Labour Room
2500 | Kotbhalwal PHC | Aspirators (Suction Machine) | Anand surgical industries | Labour Room
2501 | Kotbhalwal PHC | Oxygen Concentrators (Oxygen Concentrator) | MEDOXY | CAUSALITY
2502 | Kotbhalwal PHC | Oxygen Concentrators (Oxygen Concentrator) | SS Medical System | Store
2503 | Kotbhalwal PHC | Oxygen Concentrators (Oxygen Concentrator) | Longfian Scitech Co. Ltd | Store
2504 | Kotbhalwal PHC | Oxygen Concentrators (Oxygen Concentrator) | MEDOXY | Store
2505 | Kotbhalwal PHC | Oxygen Concentrators (Oxygen Concentrator) | Longfian Scitech Co. Ltd | Store
2506 | Kotbhalwal PHC | Oxygen Concentrators (Oxygen Concentrator) | Longfian Scitech Co. Ltd | Store
2507 | Kotbhalwal PHC | Oxygen Concentrators (Oxygen Concentrator) | SS Medical System | Store
2508 | Kotbhalwal PHC | Oxygen Concentrators (Oxygen Concentrator) | SS Medical System | Store
2509 | Kotbhalwal PHC | Oxygen Concentrators (Oxygen Concentrator) | MEDOXY | GENERAL WARD/1ST FLOOR
2510 | Kotbhalwal PHC | Lights, Surgical - 2 Dome - LED(2 Dome LED Surgical OT Light) | Surgident | OT/2ND FLOOR
2511 | Kotbhalwal PHC | Warming Units, Patient, Radiant, Infant (Radiant Warmer) | NA | Labour Room
2512 | Kotbhalwal PHC | Incubators, Test Tube (Lab Incubator) | NA | GENERAL LAB
2513 | Kotbhalwal PHC | Refrigerators, Laboratory (Lab refrigerator) | Allwyn | General ward
2514 | Kotbhalwal PHC | Refrigerators, Laboratory (Lab refrigerator) | LG | Casualty
2515 | Kotbhalwal PHC | Refrigerators, Laboratory (Lab refrigerator) | Whirlpool | CASUALTY
2516 | Kotbhalwal PHC | Refrigerators, Ice Lined-70L ( 70L ILR ) | Haier | Dispensary
2517 | Kotbhalwal PHC | Refrigerators, Ice Lined-70L ( 70L ILR ) | Vestfrost | Dispensary
2518 | Kotbhalwal PHC | Electrocardiographs, Three-Channel ( 3 Channel ECG) | SHENZEN UNICARE ELECTRONIC | RADIOLOGY
2519 | Kotbhalwal PHC | Electrocardiographs, Single-Channel ( Single Channel ECG ) | RMS Medical Tech | ECG section
2520 | Kotbhalwal PHC | Freezers Vaccine-280 L (280 L -Vaccine Freezer) | Vestfrost | Dispensary
2521 | Kotbhalwal PHC | Centrifuges, Tabletop (Centrifuge) | NA | General Lab
2522 | Kotbhalwal PHC | Microscopes, Light, Laboratory (Binocular Microscope) | Quasmo | GENERAL LAB
2523 | Kotbhalwal PHC | Sphygmomanometers, Mercury (Mercury BP Machine) | NA | DENTAL SECTION
2524 | Kotbhalwal PHC | Oxygen Concentrators (Oxygen Concentrator) | MEDOXY | GENERAL WARD/2ND FLOOR
2525 | Kotbhalwal PHC | Sphygmomanometers, Mercury (Mercury BP Machine) | NA | RBSK
2526 | Kotbhalwal PHC | Sphygmomanometers, Mercury (Mercury BP Machine) | NA | Casualty
2527 | Kotbhalwal PHC | Sphygmomanometers, Mercury (Mercury BP Machine) | Namatt | CASUALTY
2528 | Kotbhalwal PHC | Sphygmomanometers, Mercury (Mercury BP Machine) | Prolix supreme surgico | CASUALTY
2529 | Kotbhalwal PHC | Sphygmomanometers, Mercury (Mercury BP Machine) | Omron healthcare Europe | MCH Section
2530 | Kotbhalwal PHC | Sphygmomanometers, Mercury (Mercury BP Machine) | Accusure | DENTAL SECTION
2531 | Kotbhalwal PHC | Sphygmomanometers, Mercury (Mercury BP Machine) | Namatt | CASUALTY
2532 | Kotbhalwal PHC | Sphygmomanometers, Mercury (Mercury BP Machine) | Namatt | Eye Section
2533 | Kotbhalwal PHC | Sterilizing Units Glass Bead (Glass bead Sterilizer) | Confident dental equipment | Dental Section
2534 | Kotbhalwal PHC | Sphygmomanometers, Mercury (Mercury BP Machine) | Accusure | MCH Section
2535 | Kotbhalwal PHC | Sphygmomanometers, Electronic (Electronic BP Machine) | NA | NCD
2536 | Kotbhalwal PHC | Sphygmomanometers, Aneroid(Aneroid BP Machine) | Vital | Opd-Room No.4
2537 | Kotbhalwal PHC | Sphygmomanometers, Aneroid(Aneroid BP Machine) | Vital | Opd-Room No.1
2538 | Kotbhalwal PHC | Scales, Infant, Mechanical (Infant wieghing machine) | Crown | RBSK
2539 | Kotbhalwal PHC | Analyzers, Laboratory, Body Fluids, Glucose (Glucometer) | Glucosure Star Adex Bio | GENERAL LAB
2540 | Kotbhalwal PHC | Analyzers, Laboratory, Body Fluids, Glucose (Glucometer) | RMD Mediaids LTD | GENERAL LAB
2541 | Kotbhalwal PHC | Scales, Adult, Floor,Mechanical (Adult floor Mechanical Weighing machine) | Crown | General OPD
2542 | Marh CHC | Sterilizing Units(Instrument Sterilizer) | SSC | STORE
2543 | Marh CHC | Sterilizing Units, Steam, Tabletop(13 Litre Table top) | NA | OT
2544 | Marh CHC | Radiographic/Fluoroscopic Systems, General-Purpose -300 mA (General X Ray - 300mA) | Allengers | X-ray Sectiom
2545 | Marh CHC | Oxygen Concentrators (Oxygen Concentrator) | Airsep Corporation | Emergency cum resuccation room
2546 | Marh CHC | Sphygmomanometers, Aneroid(Aneroid BP Machine) | NA | CASUALITY (EMERGENCY)/Ground floor
2547 | Marh CHC | Oxygen Concentrators (Oxygen Concentrator) | Point Of Care | 1St Floor - General Ward
2548 | Marh CHC | Cutters, Syringe/Needle (Syringe cutter) | NA | Labour Room
2549 | Marh CHC | Cutters, Syringe/Needle (Syringe cutter) | Microsil | MCH Station
2550 | Marh CHC | Sphygmomanometers, Mercury (Mercury BP Machine) | Namat Shree vinayak udyog | Operation theatre
2551 | Marh CHC | Cutters, Syringe/Needle (Syringe cutter) | Microsil | Ward
2552 | Marh CHC | Cutters, Syringe/Needle (Syringe cutter) | Microsil | Ward
2553 | Marh CHC | Cutters, Syringe/Needle (Syringe cutter) | Microsil | Dental section
2554 | Marh CHC | Ultrasound Therapy Systems, Physical Therapy (Ultrasound Therapy machine) | BTL | PHYSIOTHERAPY/GROUND FLOOR
2555 | Marh CHC | Refrigerators, Ice Lined-70L ( 70L ILR ) | Haier | MCH Section
2556 | Marh CHC | Sterilizing Units, Ultraviolet ( UV Chamber) | Bestodent India Pvt. Ltd | DENTAL SECTION/ GROUND FLOOR
2557 | Marh CHC | Sterilizing Units(Instrument Sterilizer) | Jainco | Emergency cum resuccation room
2558 | Marh CHC | Sphygmomanometers, Aneroid(Aneroid BP Machine) | NA | EMERGENCY/GROUND FLOOR
2559 | Marh CHC | Scanning Systems, Ultrasonic, General-Purpose ( Ultrasound Scanner ) | Esaote | Ground Floor - Ultrasound Room
2560 | Marh CHC | Nebulizers, Nonheated (Nebulizer) | Entair | EMERGENCY WARD / GROUND FLOOR
2561 | Marh CHC | Nebulizers, Nonheated (Nebulizer) | Vats medical system p LTD | Emergency
2562 | Marh CHC | Nebulizers, Nonheated (Nebulizer) | NA | Emergency cum resuccation room
2563 | Marh CHC | Oxygen Concentrators (Oxygen Concentrator) | Jiangsu yuyue Medical Equipment & Supply Co Ltd | GEN WARD/1ST FLOOR
2564 | Marh CHC | Ophthalmoscopes (Ophthalmoscopes) | Riester | Eye department
2565 | Marh CHC | Freezers Vaccine-120 L (120L -Vaccine Freezer) | Haier | MCH
2566 | Marh CHC | Oxygen Concentrators (Oxygen Concentrator) | Jiangsu yuyue Medical Equipment & Supply Co Ltd | GEN WARD/1ST FLOOR
2567 | Marh CHC | Sterilizing Units, Steam (Autoclave Vertical) | Jainco | Emergency cum resuccation room
2568 | Marh CHC | Lights, Surgical - 1 Dome - LED(1 Dome LED Surgical OT Light) | Cognate India | OT
2569 | Marh CHC | Cutters, Syringe/Needle (Syringe cutter) | Microsil | Emergency cum resuccation room
2570 | Marh CHC | Oxygen Concentrators (Oxygen Concentrator) | MEDOXY | Ward/1st floor
2571 | Marh CHC | Sphygmomanometers, Electronic (Electronic BP Machine) | Morepen lab. Ltd | NCD
2572 | Marh CHC | Freezer Dead Body(Dead Body Freezer) | NA | CASUALITY
2573 | Marh CHC | Refrigerators, Ice Lined-70L ( 70L ILR ) | Vestfrost | MCH Section
2574 | Marh CHC | Oxygen Concentrators (Oxygen Concentrator) | Microtek Technology | Casulity/Ground floor
2575 | Marh CHC | Sterilizing Units(Instrument Sterilizer) | NA | STORE
2576 | Marh CHC | Sterilizing Units(Instrument Sterilizer) | NA | STORE
2577 | Marh CHC | Sterilizing Units(Instrument Sterilizer) | NA | STORE
2578 | Marh CHC | Microscopes, Light, Laboratory (Binocular Microscope) | Labovision | Lab section
2579 | Marh CHC | Cutters, Syringe/Needle (Syringe cutter) | Microsil | Store
2580 | Marh CHC | Monitoring Systems, Physiologic with 5 Parameters (5 Para Patient Monitor) | Contec Medical System | OT Ground Floor
2581 | Marh CHC | Sterilizing Units, Steam (Autoclave Vertical) | Geeta Industries | Labour Room
2582 | Marh CHC | Sterilizing Units, Steam,Horizontal (Autoclave Horizontal) | NA | LABOUR ROOM
2583 | Marh CHC | Sterilizing Units(Instrument Sterilizer) | Atlas surgical company | Labour Room
2584 | Marh CHC | Microscopes, Light, Laboratory (Binocular Microscope) | Radical | Lab section
2585 | Marh CHC | Radiographic Units, Dental, Extraoral (Dental X Ray) | Platinum rays | STORE
2586 | Marh CHC | Chairs, Examination/Treatment, Dentistry (Dental Chair) | Bestodent India Pvt. Ltd | DENTAL SECTION GROUND FLOOR
2587 | Marh CHC | Scales, Adult, Floor,Mechanical (Adult floor Mechanical Weighing machine) | Doctor Beliram and sons | NCD
2588 | Marh CHC | Sterilizing Units(Instrument Sterilizer) | NA | Store Room
2589 | Marh CHC | Sterilizing Units(Instrument Sterilizer) | Atlas surgical company | OT
2590 | Marh CHC | Fumigation Unit (Fumigation Machine) | NA | OT
2591 | Marh CHC | Tables, Operating Hydraulic (OT Table Hydraulic) | NA | Gole Gujral PHC
2592 | Marh CHC | Cutters, Syringe/Needle (Syringe cutter) | Microsil | Store room
2593 | Marh CHC | Sterilizing Units(Instrument Sterilizer) | NA | Store room
2594 | Marh CHC | Sphygmomanometers, Mercury (Mercury BP Machine) | NA | OPD
2595 | Marh CHC | Sphygmomanometers, Mercury (Mercury BP Machine) | Elite surgical industries | Store
2596 | Marh CHC | Electrosurgical Units (Cautery Machine) | Medichem Electronics | RAJOURI-Darhal CHC-OT
2597 | Marh CHC | Centrifuges, Tabletop (Centrifuge) | Remi | Lab section
2598 | Marh CHC | Freezers Vaccine-120 L (120L -Vaccine Freezer) | Vestfrost | MCH station
2599 | Marh CHC | Freezers Vaccine-120 L (120L -Vaccine Freezer) | Haier | MCH SECTION/GROUND FLOOR
2600 | Marh CHC | Freezers Vaccine-120 L (120L -Vaccine Freezer) | Haier | MCH STATION
2601 | Marh CHC | Electrocardiographs, Three-Channel ( 3 Channel ECG) | Marks | Store
2602 | Marh CHC | Oximeters, Pulse, tabletop(Tabletop Pulse Oximeter) | Riransa Inc. Heath care P.ltd | OT
2603 | Marh CHC | Refrigerators, Ice Lined-70L ( 70L ILR ) | NA | MCH
2604 | Marh CHC | Refrigerators, Ice Lined-70L ( 70L ILR ) | Vestfrost | MCH Station
2605 | Marh CHC | Refrigerators, Laboratory (Lab refrigerator) | Whirlpool | Labour Room
2606 | Marh CHC | Baths, Water, Laboratory (Water Bath) | Adarsh | Lab section
2607 | Marh CHC | Incubators, Test Tube (Lab Incubator) | Coslab India | Labsection
2608 | Marh CHC | Warming Units, Patient, Radiant, Infant (Radiant Warmer) | Neotech Medical pvt.ltd | Labour Room/Ground Floor
2609 | Marh CHC | Sterilizing Units(Instrument Sterilizer) | NA | STORE
2610 | Marh CHC | Sphygmomanometers, Mercury (Mercury BP Machine) | Elite surgical industries | Emergency cum resuccation room/casuality
2611 | Marh CHC | Sphygmomanometers, Mercury (Mercury BP Machine) | Pagoda | OPD
2612 | Marh CHC | Sphygmomanometers, Mercury (Mercury BP Machine) | MAX BP Monitors | Store
2613 | Marh CHC | Aspirators (Suction Machine) | NA | Emergency cum resuccation room
2614 | Marh CHC | Sphygmomanometers, Aneroid(Aneroid BP Machine) | NA | CASUALITY (EMERGENCY)/Ground floor
2615 | Marh CHC | Oxygen Concentrators (Oxygen Concentrator) | Mediwaves inc | OT
2616 | Marh CHC | Sterilizing Units(Instrument Sterilizer) | NA | STORE
2617 | Marh CHC | Ophthalmoscopes (Ophthalmoscopes) | Heine | Eye department
2618 | Marh CHC | Sterilizing Units(Instrument Sterilizer) | NA | STORE
2619 | Marh CHC | Sphygmomanometers, Aneriod(Aneroid BP Machine) | Vital | OT
2620 | Marh CHC | Sterilizing Units, Steam,Horizontal (Autoclave Horizontal) | NA | LABOUR ROOM
2621 | Marh CHC | Warming Units, Patient, Radiant, Infant (Radiant Warmer) | Mediwaves inc | Labour Room
2622 | Marh CHC | Refrigerators, Laboratory (Lab refrigerator) | Videocon | Lab section
2623 | Marh CHC | Fetal Heart Detectors, Ultrasonic (Fetal doppler) | BPL | LABOUR ROOM-Ground Floor
2624 | Marh CHC | Electrocardiographs, Three-Channel ( 3 Channel ECG) | SHENZEN UNICARE ELECTRONIC | STORE
2625 | Marh CHC | Apex Locator Dental (Apex Locator) | Nsk | DENTAL SECTION GROUND FLOOR
2626 | Marh CHC | Intraoral RVG Sensor | Confident Dental Equipments Ltd | DENTAL SECTION GROUND FLOOR
2627 | Marh CHC | Sterilizing Units(Instrument Sterilizer) | Atlas surgical company | Dental section
2628 | Marh CHC | Endomotor, Dental | Coltene | DENTAL SECTION GROUND FLOOR
2629 | Marh CHC | Oxygen Concentrators (Oxygen Concentrator) | Longfian Scitech Co. Ltd | general ward
2630 | Marh CHC | Electrocardiographs, Three-Channel ( 3 Channel ECG) | Marks | Store
2631 | Marh CHC | Oxygen Concentrators (Oxygen Concentrator) | MEDOXY | GEN WARD/1ST FLOOR
2632 | Marh CHC | Electrosurgical Units (Cautery Machine) | Xceilance medical technology | OT Ground Floor
2633 | Marh CHC | Sterilizing Units(Instrument Sterilizer) | NA | STORE
2634 | Marh CHC | Phototherapy Units, Ultraviolet, LED,(LED Infant Phototherapy) | AVI health care Pvt Ltd | Labour Room/Ground Floor
2635 | Marh CHC | Sterilizing Units(Instrument Sterilizer) | Atlas surgical company | STORE
2636 | Marh CHC | Sterilizing Units(Instrument Sterilizer) | NA | STORE
2637 | Marh CHC | Cutters, Syringe/Needle (Syringe cutter) | Microsil | 1St Floor - General Ward
2638 | Marh CHC | Sterilizing Units(Instrument Sterilizer) | Atlas surgical company | STORE
2639 | Marh CHC | Sterilizing Units(Instrument Sterilizer) | NA | STORE
2640 | Marh CHC | Sterilizing Units, Steam, B- Type ( B Type Autoclave ) | Confident dental equipment | Dental Section
2641 | Marh CHC | Radiographic Units, Mobile (Mobile X Ray -60 mA) | Siemens | Radiology
2642 | Marh CHC | Sterilizing Units, Steam (Autoclave Vertical) | Geeta Industries | Labour Room
2643 | Marh CHC | Warming Units, Patient, Radiant, Infant (Radiant Warmer) | Skin servo warmer | Operation theatre
2644 | Marh CHC | Sterilizing Units, Steam, Tabletop(13 Litre Table top) | NA | OT
2645 | Marh CHC | Warming Units, Patient, Radiant, Infant (Radiant Warmer) | S.S technomed | Labour Room
2646 | Marh CHC | Sphygmomanometers, Aneriod(Aneroid BP Machine) | Bio-plus | NCD
2647 | Marh CHC | Sterilizing Units(Instrument Sterilizer) | NA | STORE
2648 | Marh CHC | Oxygen Concentrators (Oxygen Concentrator) | Longfian Scitech Co. Ltd | Emergency
2649 | Marh CHC | Lights, Dental, Intraoral ( Light Cure Unit ) | Dentamerica | DENTAL SECTION/ GROUND FLOOR
2650 | Marh CHC | Sphygmomanometers, Aneriod(Aneroid BP Machine) | Vital | DENTAL SECTION/ GROUND FLOOR
2651 | Marh CHC | Refrigerators, Ice Lined-150L ( 150L ILR ) | Godrej | MCH SECTION
2652 | Marh CHC | Sterilizing Units Glass Bead (Glass bead Sterilizer) | Denfort International | DENTAL SECTION
2653 | Marh CHC | Sterilizing Units(Instrument Sterilizer) | NA | STORE
2654 | Marh CHC | Scanning systems, ultrasonic, Portable (Portable ultrasound Scanner) | BPL | Radiology
2655 | Marh CHC | Scanning Systems, Ultrasonic, General-Purpose ( Ultrasound Scanner ) | Philips | Radiology
2656 | Marh CHC | Light Sources, Fiberoptic (Light Source) | Divine Meditech pvt ltd | G. Floor - Operation Theatre
2657 | Marh CHC | Insufflator Laproscopic( Endoflator) | Divine Meditech pvt ltd | G. Floor - Operation Theatre
2658 | Marh CHC | Analyzers, Laboratory, Clinical chemistry, Manual (Semi auto analyzer) | Micro lab | LABORATORY
2659 | Marh CHC | Analyzers, Laboratory, Body Fluids, Electrolyte, Coulometric (Colorimeter) | Labtronics | Lab section
2660 | Marh CHC | Analyzers, Laboratory, Body Fluids, Electrolyte, Coulometric (Colorimeter) | Beacon | Lab section
2661 | Marh CHC | Aspirators (Suction Machine) | NA | Labour Room
2662 | Marh CHC | Aspirators (Suction Machine) | Bio-plus | Labour Room
2663 | Marh CHC | Aspirators (Suction Machine) | NA | Operation theatre
2664 | Marh CHC | Phototherapy Units, Ultraviolet,CFL (CFL Infant Phototherapy) | NA | Opposite to ward
2665 | Marh CHC | Phototherapy Units, Ultraviolet,CFL (CFL Infant Phototherapy) | NA | Opposite to Ward
2666 | Marh CHC | Phototherapy Units, Ultraviolet, LED,(LED Infant Phototherapy) | Sunshine Led | Labour Room
2667 | Marh CHC | Monitoring Systems, Physiologic with 5 Parameters (5 Para Patient Monitor) | Medion health care | Operation theatre
2668 | Marh CHC | Monitoring Systems, Physiologic with 5 Parameters (5 Para Patient Monitor) | Medion health care | OT
2669 | Marh CHC | Oxygen Concentrators (Oxygen Concentrator) | Breathe well | Labour Room
2670 | Marh CHC | Lights, Surgical - 1 Dome - LED(1 Dome LED Surgical OT Light) | Confident dental equipment | Operation theatre
2671 | Marh CHC | Lights, Surgical, Mobile LED (LED Mobile OT Light) | Confident dental equipment | Labour Room
2672 | Marh CHC | Lights, Surgical, Mobile Halogen (Halogen Mobile OT Light) | Technomed | OT
2673 | Marh CHC | Sterilizing Units, Steam (Autoclave Vertical) | Map Industries | LABOUR ROOM/GROUND FLOOR
2674 | Marh CHC | Oxygen Concentrators (Oxygen Concentrator) | Microtek Technology | GEN WARD/1ST FLOOR
2675 | Marh CHC | Sterilizing Units(Instrument Sterilizer) | NA | CAUSALITY
2676 | Marh CHC | Oxygen Concentrators (Oxygen Concentrator) | Jiangsu yuyue Medical Equipment & Supply Co Ltd | GEN WARD/1ST FLOOR
2677 | Marh CHC | Tables, Operating Electrical (OT Table Electrical) | Confident dental equipment | G. Floor - Operation Theatre
2678 | Marh CHC | Scales, Infant, Digital (Digital Infant Scale) | Vector design elements | MCH station
2679 | Marh CHC | Aspirators (Suction Machine) | NA | Labour Room
2680 | Marh CHC | Aspirators (Suction Machine) | Bio-plus | Labour Room
2681 | Marh CHC | Scales, Infant, Digital (Digital Infant Scale) | Crown | Labour Room
2682 | Marh CHC | Oxygen Concentrators (Oxygen Concentrator) | LONGFIAN SCITECH CO.LTD | CASUALITY (EMERGENCY)/Ground floor
2683 | Marh CHC | Scales, Infant, Mechanical (Infant wieghing machine) | Crown | Operation theatre
2684 | Marh CHC | Monitoring Systems, Physiologic with 7 Parameters (7 Para Patient Monitor) | MBS INDIA | ER Room Gnd Floor
2685 | Marh CHC | Monitoring Systems, Physiologic with 7 Parameters (7 Para Patient Monitor) | MBS INDIA | G. Floor - Operation Theatre
2686 | Marh CHC | Chairs, Examination/Treatment, Dentistry (Dental Chair) | Confident dental equipment | Dental Section
2687 | Marh CHC | Anesthesia Units Work Station (Anesthesia work station) | Avasarala technologies ltd | Operation theatre
2688 | Marh CHC | Electrocardiographs, Single-Channel ( Single Channel ECG ) | BPL | Kanachak, Sohanjana PHC-MCH SECTION
2689 | Marh CHC | Anesthesia Units Work Station (Anesthesia work station) | Spacelabs healthcare | Operation theatre
2690 | Marh CHC | Cutters, Syringe/Needle (Syringe cutter) | Microsil | Lab section
2691 | Mehra Mandrian, PHC | Cutters, Syringe/Needle (Syringe cutter) | Microsil | GENERAL LAB
2692 | Mehra Mandrian, PHC | Sphygmomanometers, Mercury (Mercury BP Machine) | Meditech Industries | DISPENCARY
2693 | Mehra Mandrian, PHC | Warming Units, Patient, Radiant, Infant (Radiant Warmer) | NA | Ground Floor-Genral Ward
2694 | Mehra Mandrian, PHC | Cutters, Syringe/Needle (Syringe cutter) | Kohli surgical | Ground Floor-Genral Ward
2695 | Mehra Mandrian, PHC | Cutters, Syringe/Needle (Syringe cutter) | Microsil | DISPENSARY
2696 | Mehra Mandrian, PHC | Nebulizers, Nonheated (Nebulizer) | Prolix supreme surgico | DISPENSARY
2697 | Mehra Mandrian, PHC | Microscopes, Light, Laboratory (Binocular Microscope) | Ajay optik India | GENERAL LAB
2698 | Mehra Mandrian, PHC | Sterilizing Units(Instrument Sterilizer) | NA | DISPENSARY
2699 | Mehra Mandrian, PHC | Refrigerators, Ice Lined-150L ( 150L ILR ) | Godrej | Ground Floor - Immunisation Room
2700 | Mehra Mandrian, PHC | Freezers Vaccine-120 L (120L -Vaccine Freezer) | Haier | IMMUNIZATION SECTION
2701 | Mehra Mandrian, PHC | Cutters, Syringe/Needle (Syringe cutter) | Microsil | IMMUNIZATION SECTION
2702 | Mehra Mandrian, PHC | Sterilizing Units(Instrument Sterilizer) | NA | DENTAL SECTION
2703 | Mehra Mandrian, PHC | Laser Imager with Single Tray ( 1 Tray Laser Imager ) | Carestream Health | X RAY SECTION
2704 | Mehra Mandrian, PHC | Digital Imaging Systems, Computed Radiography-Single Slot (1 Slot CR Machine) | Carestream Health Care | Ground Floor - Radiology
2705 | Mehra Mandrian, PHC | Scales, Infant, Mechanical (Infant wieghing machine) | Ramon Surgical Company | Ground Floor-Genral Ward
2706 | Mehra Mandrian, PHC | Microscopes, Light, Laboratory (Binocular Microscope) | NA | GENERAL LAB
2707 | Mehra Mandrian, PHC | Radiographic Units, Mobile (Mobile X Ray -60 mA) | Siemens | RADIOLOGY
2708 | Mehra Mandrian, PHC | Phototherapy Units, Ultraviolet, LED,(LED Infant Phototherapy) | AVI Healthcare Pvt. Ltd | Ground Floor-Genral Ward
2709 | Mehra Mandrian, PHC | Scales, Adult, Floor,Mechanical (Adult floor Mechanical Weighing machine) | NA | DISPENSARY
2710 | Mehra Mandrian, PHC | Scales, Adult, Floor,Mechanical (Adult floor Mechanical Weighing machine) | NA | IMMUNIZATION SECTION
2711 | Mehra Mandrian, PHC | Oxygen Concentrators (Oxygen Concentrator) | Medical oxygen concentrator | Genral Ward/Ground Floor
2712 | Mehra Mandrian, PHC | Nebulizers, Nonheated (Nebulizer) | Dr Morepen | Ground Floor-Genral Ward
2713 | Mehra Mandrian, PHC | Oxygen Concentrators (Oxygen Concentrator) | Microtek Technology | General Store-Ground Floor
2714 | Mehra Mandrian, PHC | Aspirators (Suction Machine) | NA | LABOUR ROOM
2715 | Mehra Mandrian, PHC | Refrigerators, Laboratory (Lab refrigerator) | Electrolux kelvinator | DISPENSARY
2716 | Mehra Mandrian, PHC | Refrigerators, Ice Lined-70L ( 70L ILR ) | Vestfrost | IMMUNIZATION SECTION
2717 | Mehra Mandrian, PHC | Centrifuges, Tabletop (Centrifuge) | Remi | GENERAL LAB
2718 | Mehra Mandrian, PHC | Sphygmomanometers, Mercury (Mercury BP Machine) | Prolix supreme surgico | OPD
2719 | Mehra Mandrian, PHC | Sphygmomanometers, Mercury (Mercury BP Machine) | Prolix supreme surgico | CASUALITY
2720 | Mehra Mandrian, PHC | Sphygmomanometers, Mercury (Mercury BP Machine) | NA | DISPENSARY
2721 | Mehra Mandrian, PHC | Sphygmomanometers, Aneriod(Aneroid BP Machine) | Bio-plus | LABOUR ROOM
2722 | Mehra Mandrian, PHC | Scales, Infant, Mechanical (Infant wieghing machine) | Crown | IMMUNIZATION SECTION
2723 | Mehra Mandrian, PHC | Aspirators (Suction Machine) | Anand surgical industries | LABOUR ROOM
2724 | Mehra Mandrian, PHC | Chairs, Examination/Treatment, Dentistry (Dental Chair) | Suz- dent India Pvt Ltd | DENTAL SECTION
2725 | Migrant Camp Jagti Nagrota SDH | Oxygen Concentrators (Oxygen Concentrator) | RMS Medical Tech | DISPENSARY
2726 | Migrant Camp Jagti Nagrota SDH | Nebulizers, Nonheated (Nebulizer) | Entair | Store
2727 | Migrant Camp Jagti Nagrota SDH | Warming Units, Patient, Radiant, Infant (Radiant Warmer) | Neotech Medical pvt.ltd | 1st Floor- Labour Room
2728 | Migrant Camp Jagti Nagrota SDH | Microscopes, Light, Operating (Operating Microscope) | Bino Scientific | OT(ENT)/Ist Floor
2729 | Migrant Camp Jagti Nagrota SDH | View Boxes, X-Ray (X ray Film viewer) | NA | Ortho OT
2730 | Migrant Camp Jagti Nagrota SDH | Sterilizing Units(Instrument Sterilizer) | ANCO | store room
2731 | Migrant Camp Jagti Nagrota SDH | Radiographic/Fluoroscopic Systems, General-Purpose -300 mA (General X Ray - 300mA) | Medion Healthcare Pvt ltd | X RAY SECTION
2732 | Migrant Camp Jagti Nagrota SDH | Nebulizers, Nonheated (Nebulizer) | Entero Healthcare Solution | Store
2733 | Migrant Camp Jagti Nagrota SDH | Oxygen Concentrators (Oxygen Concentrator) | Devilbiss Healthcare | 1St Floor - Male Ward
2734 | Migrant Camp Jagti Nagrota SDH | Oxygen Concentrators (Oxygen Concentrator) | MEDOXY | store room
2735 | Migrant Camp Jagti Nagrota SDH | Scanning Systems, Ultrasonic, General-Purpose ( Ultrasound Scanner ) | NA | RADIOLOGY
2736 | Migrant Camp Jagti Nagrota SDH | Microscopes, Light, Laboratory (Binocular Microscope) | Quasmo | LAB
2737 | Migrant Camp Jagti Nagrota SDH | Sterilizing Units, Steam, Tabletop(13 Litre Table top) | NA | Store
2738 | Migrant Camp Jagti Nagrota SDH | Oxygen Concentrators (Oxygen Concentrator) | Longfian Scitech Co. Ltd | Store
2739 | Migrant Camp Jagti Nagrota SDH | Warming Units, Patient, Radiant, Infant (Radiant Warmer) | Neotech Medical pvt.ltd | 1st Floor- Labour Room
2740 | Migrant Camp Jagti Nagrota SDH | Lights, Dental, Intraoral ( Light Cure Unit ) | Coltene | DENTAL SECTION
2741 | Migrant Camp Jagti Nagrota SDH | Nebulizers, Nonheated (Nebulizer) | Entero Healthcare Solution | Store
2742 | Migrant Camp Jagti Nagrota SDH | Nebulizers, Nonheated (Nebulizer) | Entero Healthcare Solution | Store
2743 | Migrant Camp Jagti Nagrota SDH | Oxygen Concentrators (Oxygen Concentrator) | Devilbiss Healthcare | 1St Floor - Male Ward
2744 | Migrant Camp Jagti Nagrota SDH | Oxygen Concentrators (Oxygen Concentrator) | Devilbiss Healthcare | 1St Floor - Male Ward
2745 | Migrant Camp Jagti Nagrota SDH | Oxygen Concentrators (Oxygen Concentrator) | Devilbiss Healthcare | 1St Floor - Male Ward
2746 | Migrant Camp Jagti Nagrota SDH | Aspirators, Foot (Foot Suction) | Esteem industries | 1ST Floor-OT
2747 | Migrant Camp Jagti Nagrota SDH | Oxygen Concentrators (Oxygen Concentrator) | Longfian Scitech Co. Ltd | Labour room
2748 | Migrant Camp Jagti Nagrota SDH | Sphygmomanometers, Mercury (Mercury BP Machine) | Life-Line | DENTAL SECTION GROUND FLOOR
2749 | Migrant Camp Jagti Nagrota SDH | Refrigerators, Laboratory (Lab refrigerator) | Whirlpool | General Store-Ground Floor
2750 | Migrant Camp Jagti Nagrota SDH | Endomotor, Dental | Nsk | Ground Floor-Dental OPD
2751 | Migrant Camp Jagti Nagrota SDH | Apex Locator Dental (Apex Locator) | Nsk | Ground Floor-Dental OPD
2752 | Migrant Camp Jagti Nagrota SDH | Baths, Water, Laboratory (Water Bath) | Sico | LABORATORY
2753 | Migrant Camp Jagti Nagrota SDH | Chairs, Examination/Treatment, Dentistry (Dental Chair) | Confident | DENTAL SECTION
2754 | Migrant Camp Jagti Nagrota SDH | Sphygmomanometers, Aneriod(Aneroid BP Machine) | Bio-plus | Emergency
2755 | Migrant Camp Jagti Nagrota SDH | Aspirators (Suction Machine) | Bio-plus | OT
2756 | Migrant Camp Jagti Nagrota SDH | Aspirators, Foot (Foot Suction) | Esteem industries | ground floor-store
2757 | Migrant Camp Jagti Nagrota SDH | Otoscopes | Heine | ENT GROUND FLOOR
2758 | Migrant Camp Jagti Nagrota SDH | Oxygen Concentrators (Oxygen Concentrator) | Devilbiss Healthcare | 1St Floor - Male Ward
2759 | Migrant Camp Jagti Nagrota SDH | Sterilizing Units, Steam, Tabletop(13 Litre Table top) | NA | store
2760 | Migrant Camp Jagti Nagrota SDH | Nebulizers, Nonheated (Nebulizer) | Entero Healthcare Solution | Store
2761 | Migrant Camp Jagti Nagrota SDH | Nebulizers, Nonheated (Nebulizer) | Entero Healthcare Solution | Store
2762 | Migrant Camp Jagti Nagrota SDH | Nebulizers, Nonheated (Nebulizer) | Entero Healthcare Solution | Store
2763 | Migrant Camp Jagti Nagrota SDH | Nebulizers, Nonheated (Nebulizer) | Entero Healthcare Solution | Store
2764 | Migrant Camp Jagti Nagrota SDH | Oxygen Concentrators (Oxygen Concentrator) | Longfian Scitech Co. Ltd | Labour room
2765 | Migrant Camp Jagti Nagrota SDH | Electrosurgical Units (Cautery Machine) | Medichem Electronics | GENERAL STORE
2766 | Migrant Camp Jagti Nagrota SDH | Oxygen Concentrators (Oxygen Concentrator) | MEDOXY | store room
2767 | Migrant Camp Jagti Nagrota SDH | Warming Units, Patient, Radiant, Infant (Radiant Warmer) | Neotech Medical pvt.ltd | 1st Floor- Labour Room
2768 | Migrant Camp Jagti Nagrota SDH | Electrocardiographs, Three-Channel ( 3 Channel ECG) | Marks | ECG SECTION
2769 | Migrant Camp Jagti Nagrota SDH | Oxygen Concentrators (Oxygen Concentrator) | Longfian Scitech Co. Ltd | OT
2770 | Migrant Camp Jagti Nagrota SDH | Sterilizing Units(Instrument Sterilizer) | ANCO | store room
2771 | Migrant Camp Jagti Nagrota SDH | Aspirators, Foot (Foot Suction) | Esteem industries | ground floor-store
2772 | Migrant Camp Jagti Nagrota SDH | Aspirators, Foot (Foot Suction) | NA | ground floor-store
2773 | Migrant Camp Jagti Nagrota SDH | Aspirators, Foot (Foot Suction) | NA | ground floor-store
2774 | Migrant Camp Jagti Nagrota SDH | Microscopes, Light, Laboratory (Binocular Microscope) | Quasmo | ground floor-store
2775 | Migrant Camp Jagti Nagrota SDH | Sterilizing Units(Instrument Sterilizer) | NA | DISPENSARY
2776 | Migrant Camp Jagti Nagrota SDH | Sterilizing Units, Steam, Tabletop(13 Litre Table top) | Arko | STORE ROOM
2777 | Migrant Camp Jagti Nagrota SDH | Sterilizing Units(Instrument Sterilizer) | ANCO | Sarwal DH
2778 | Migrant Camp Jagti Nagrota SDH | Phototherapy Units, Ultraviolet, LED,(LED Infant Phototherapy) | AVI health care Pvt Ltd | SNCU, 1ST FLOOR
2779 | Migrant Camp Jagti Nagrota SDH | Microscopes, Light, Laboratory (Binocular Microscope) | Quasmo | ground floor-store
2780 | Migrant Camp Jagti Nagrota SDH | Sterilizing Units(Instrument Sterilizer) | ANCO | store room
2781 | Migrant Camp Jagti Nagrota SDH | Chairs, Examination/Treatment, Dentistry (Dental Chair) | Suz- dent India Pvt Ltd | DENTAL
2782 | Migrant Camp Jagti Nagrota SDH | Sterilizing Units(Instrument Sterilizer) | NA | DENTAL
2783 | Migrant Camp Jagti Nagrota SDH | Oxygen Concentrators (Oxygen Concentrator) | Longfian Scitech Co. Ltd | Labour room
2784 | Migrant Camp Jagti Nagrota SDH | Electrosurgical Units (Cautery Machine) | Medichem Electronics | OT
2785 | Migrant Camp Jagti Nagrota SDH | Sterilizing Units, Ultraviolet ( UV Chamber) | Bestodent India Pvt. Ltd | DENTAL SECTION GROUND FLOOR
2786 | Migrant Camp Jagti Nagrota SDH | Refrigerators, Laboratory (Lab refrigerator) | Samsung | DISPENSARY/GROUND FLOOR
2787 | Migrant Camp Jagti Nagrota SDH | Cutters, Syringe/Needle (Syringe cutter) | Bioplus | Laboratory Ground floor
2788 | Migrant Camp Jagti Nagrota SDH | Sterilizing Units, Steam, Tabletop(13 Litre Table top) | Geeta Industries | Labour room
2789 | Migrant Camp Jagti Nagrota SDH | Sterilizing Units(Instrument Sterilizer) | NA | ENT
2790 | Migrant Camp Jagti Nagrota SDH | Sterilizing Units(Instrument Sterilizer) | NA | Store
2791 | Migrant Camp Jagti Nagrota SDH | Scanning Systems, Ultrasonic, General-Purpose ( Ultrasound Scanner ) | Philips | Ghagwal CHC
2792 | Migrant Camp Jagti Nagrota SDH | Microscopes, Light, Laboratory (Binocular Microscope) | Radical | Laboratory Ground floor
2793 | Migrant Camp Jagti Nagrota SDH | Microscopes, Light, Laboratory (Binocular Microscope) | Sico | ground floor-store
2794 | Migrant Camp Jagti Nagrota SDH | Sterilizing Units(Instrument Sterilizer) | ANCO | store room
2795 | Migrant Camp Jagti Nagrota SDH | Sterilizing Units(Instrument Sterilizer) | ANCO | store room
2796 | Migrant Camp Jagti Nagrota SDH | Sterilizing Units(Instrument Sterilizer) | Paras | store room
2797 | Migrant Camp Jagti Nagrota SDH | Sterilizing Units(Instrument Sterilizer) | ANCO | store room
2798 | Migrant Camp Jagti Nagrota SDH | Oxygen Concentrators (Oxygen Concentrator) | Longfian Scitech Co. Ltd | Emergency
2799 | Migrant Camp Jagti Nagrota SDH | Oxygen Concentrators (Oxygen Concentrator) | Longfian Scitech Co. Ltd | female ward
2800 | Migrant Camp Jagti Nagrota SDH | Oxygen Concentrators (Oxygen Concentrator) | Longfian Scitech Co. Ltd | female ward
2801 | Migrant Camp Jagti Nagrota SDH | Analyzers, Laboratory, Clinical chemistry, Manual (Semi auto analyzer) | Trivitron Health Care PVT LTD | LABORATORY
2802 | Migrant Camp Jagti Nagrota SDH | Scanning system, ultrasonic, general purpose, color Doppler (Color Doppler) | Esaote | Ground Floor - Ultrasound Room
2803 | Migrant Camp Jagti Nagrota SDH | Scales, Infant, Mechanical (Infant weighing machine) | Kohinoor | 1st Floor- Labour Room
2804 | Migrant Camp Jagti Nagrota SDH | Ventilators, BIPAP (BIPAP Machine) | DECK MOUNT ELECTRONICS PVT LTD. | 1st Floor- Labour Room
2805 | Migrant Camp Jagti Nagrota SDH | Defibrillators, External, Manual (Defibrillator) | Mediana | EMERGENCY ROOM, GROUND FLOOR
2806 | Migrant Camp Jagti Nagrota SDH | Anesthesia Units Work Station (Anesthesia work station) | Avasarala technologies ltd | OT
2807 | Migrant Camp Jagti Nagrota SDH | Anesthesia Units, Dental | Milestone Scientific | DENTAL SECTION
2808 | Migrant Camp Jagti Nagrota SDH | Monitoring Systems, Physiologic with 5 Parameters (5 Para Patient Monitor) | Contec Medical System | 1ST Floor-OT
2809 | Migrant Camp Jagti Nagrota SDH | Monitoring Systems, Physiologic with 5 Parameters (5 Para Patient Monitor) | Contec Medical System | EMERGENCY ROOM, GROUND FLOOR
2810 | Migrant Camp Jagti Nagrota SDH | Sterilizing Units(Instrument Sterilizer) | NA | 1 Floor-Nursing Room
2811 | Migrant Camp Jagti Nagrota SDH | Lights, Surgical - 1 Dome - LED(1 Dome LED Surgical OT Light) | Surgident | OT (First Floor)
2812 | Migrant Camp Jagti Nagrota SDH | Scales, Patient, Floor, Adult,Digital(Digital Weighing Machine) | Longlife | Ground Floor -MCH
2813 | Migrant Camp Jagti Nagrota SDH | Ventilators, BIPAP (BIPAP Machine) | DECK MOUNT ELECTRONICS PVT LTD. | ground floor-store
2814 | Migrant Camp Jagti Nagrota SDH | Ventilators, BIPAP (BIPAP Machine) | DECK MOUNT ELECTRONICS PVT LTD. | ground floor-store
2815 | Migrant Camp Jagti Nagrota SDH | Ovens, Drying (Hot Air Oven) | NA | LAB
2816 | Migrant Camp Jagti Nagrota SDH | Sterilizing Units, Steam, Tabletop(13 Litre Table top) | NA | General Store-Ground Floor
2817 | Migrant Camp Jagti Nagrota SDH | Sphygmomanometers, Aneroid(Aneroid BP Machine) | Bio Plus | Emergency
2818 | Migrant Camp Jagti Nagrota SDH | Sphygmomanometers, Aneriod(Aneroid BP Machine) | Bioplus | Physian opd
2819 | Migrant Camp Jagti Nagrota SDH | Sphygmomanometers, Aneriod(Aneroid BP Machine) | Bio-plus | 1st Floor- Labour Room
2820 | Migrant Camp Jagti Nagrota SDH | Sphygmomanometers, Aneriod(Aneroid BP Machine) | Bioplus | Emergency (ground floor)
2821 | Migrant Camp Jagti Nagrota SDH | Sphygmomanometers, Mercury (Mercury BP Machine) | Life- Line | Ent OPD-Ground Floor
2822 | Migrant Camp Jagti Nagrota SDH | Sphygmomanometers, Mercury (Mercury BP Machine) | Prolix | General Store-Ground Floor
2823 | Migrant Camp Jagti Nagrota SDH | Centrifuges, Tabletop (Centrifuge) | NA | LAB
2824 | Migrant Camp Jagti Nagrota SDH | Freezers Vaccine-120 L (120L -Vaccine Freezer) | Haier | IMMUNIZATION
2825 | Migrant Camp Jagti Nagrota SDH | Electrocardiographs, Single-Channel ( Single Channel ECG ) | RMS Medical Tech | ECG SECTION
2826 | Migrant Camp Jagti Nagrota SDH | Electrocardiographs, Three-Channel ( 3 Channel ECG) | Shenzhen Aeon Technology Pvt L | ECG Room
2827 | Migrant Camp Jagti Nagrota SDH | Refrigerators, Ice Lined-150L ( 150L ILR ) | Vestfrost | IMMUNIZATION
2828 | Migrant Camp Jagti Nagrota SDH | Incubators, Test Tube (Lab Incubator) | NA | LAB
2829 | Migrant Camp Jagti Nagrota SDH | Warming Units, Patient, Radiant, Infant (Radiant Warmer) | Neotech Medical pvt.ltd | 1st Floor- Labour Room
2830 | Migrant Camp Jagti Nagrota SDH | Oxygen Concentrators (Oxygen Concentrator) | Longfian Scitech Co. Ltd | Emergency
2831 | Migrant Camp Jagti Nagrota SDH | Analyzers, Laboratory, Clinical chemistry, Manual (Semi auto analyzer) | Vector Biotech Pvt Ltd | LABORATORY GROUND FLOOR
2832 | Migrant Camp Jagti Nagrota SDH | Oxygen Concentrators (Oxygen Concentrator) | Devilbiss Healthcare | 1St Floor - Male Ward
2833 | Migrant Camp Jagti Nagrota SDH | Oxygen Concentrators (Oxygen Concentrator) | Devilbiss Healthcare | 1St Floor - Male Ward
2834 | Migrant Camp Jagti Nagrota SDH | Oxygen Concentrators (Oxygen Concentrator) | Longfian Scitech Co. Ltd | store room
2835 | Migrant Camp Jagti Nagrota SDH | Oxygen Concentrators (Oxygen Concentrator) | LONGFIAN SCITECH CO.LTD | STORE ROOM, 1ST FLOOR
2836 | Migrant Camp Jagti Nagrota SDH | Oxygen Concentrators (Oxygen Concentrator) | LONGFIAN SCITECH CO.LTD | STORE ROOM, 1ST FLOOR
2837 | Migrant Camp Jagti Nagrota SDH | Oxygen Concentrators (Oxygen Concentrator) | NA | DISPENSARY
2838 | Migrant Camp Jagti Nagrota SDH | Aspirators (Suction Machine) | Bio-plus | EMERGENCY ROOM
2839 | Migrant Camp Jagti Nagrota SDH | Radiographic Units, Dental, Extraoral (Dental X Ray) | Vivi S.r.l | ENT
2840 | Migrant Camp Jagti Nagrota SDH | Radiographic Units, Mobile(Mobile X Ray -100 mA) | Allengers | Pallanwala PHC
2841 | Migrant Camp Jagti Nagrota SDH | Analyzers, Laboratory, Body Fluids, Electrolyte, Coulometric (Colorimeter) | Comsys technologies | LAB
2842 | Migrant Camp Jagti Nagrota SDH | Microscopes, Light, Operating (Operating Microscope) | NA | Store
2843 | Migrant Camp Jagti Nagrota SDH | Sterilizing Units(Instrument Sterilizer) | NA | Store
2844 | Migrant Camp Jagti Nagrota SDH | Warming Units, Patient, Radiant, Infant (Radiant Warmer) | Neotech Medical pvt.ltd | 1st Floor- Labour Room
2845 | Migrant Camp Jagti Nagrota SDH | Warming Units, Patient, Radiant, Infant (Radiant Warmer) | Neotech Medical pvt.ltd | 1st Floor- Labour Room
2846 | Migrant Camp Jagti Nagrota SDH | Tables, Operating Electrical (OT Table Electrical) | Staan biomedical engineering p | 1ST Floor-OT
2847 | Migrant Camp Jagti Nagrota SDH | Nebulizers, Nonheated (Nebulizer) | Entero Healthcare Solution | Store
2848 | Migrant Camp Jagti Nagrota SDH | Sterilizing Units(Instrument Sterilizer) | NA | OT
2849 | Migrant Camp Jagti Nagrota SDH | Oxygen Concentrators (Oxygen Concentrator) | Devilbiss Healthcare | 1St Floor - Male Ward
2850 | Migrant Camp Jagti Nagrota SDH | Cutters, Syringe/Needle (Syringe cutter) | Life care | IMMUNIZATION
2851 | Migrant Camp Jagti Nagrota SDH | Cutters, Syringe/Needle (Syringe cutter) | NA | LAB
2852 | Migrant Camp Jagti Nagrota SDH | Sterilizing Units(Instrument Sterilizer) | NA | Dental section
2853 | Migrant Camp Jagti Nagrota SDH | Microscopes, Light, Laboratory (Binocular Microscope) | Quasmo | LAB
2854 | Migrant Camp Jagti Nagrota SDH | Sterilizing Units(Instrument Sterilizer) | Paras | OT
2855 | Migrant Camp Jagti Nagrota SDH | Fumigation Unit (Fumigation Machine) | NA | ground floor-store
2856 | Migrant Camp Jagti Nagrota SDH | Sterilizing Units(Instrument Sterilizer) | Geeta Industries | OT - 1ST floor
2857 | Migrant Camp Jagti Nagrota SDH | Sterilizing Units(Instrument Sterilizer) | NA | Gynae
2858 | Migrant Camp Jagti Nagrota SDH | Phototherapy Units, Ultraviolet, LED,(LED Infant Phototherapy) | AVI health care Pvt Ltd | SNCU, 1ST FLOOR
2859 | Migrant Camp Jagti Nagrota SDH | Phototherapy Units, Ultraviolet, LED,(LED Infant Phototherapy) | AVI health care Pvt Ltd | SNCU, 1ST FLOOR
2860 | Migrant Camp Jagti Nagrota SDH | Sterilizing Units(Instrument Sterilizer) | ANCO | store room
2861 | Migrant Camp Jagti Nagrota SDH | Sterilizing Units(Instrument Sterilizer) | NA | Store
2862 | Migrant Camp Jagti Nagrota SDH | Sterilizing Units(Instrument Sterilizer) | NA | DENTAl section
2863 | Migrant Camp Jagti Nagrota SDH | Sterilizing Units(Instrument Sterilizer) | ANCO | store room
2864 | Migrant Camp Jagti Nagrota SDH | Sterilizing Units Glass Bead (Glass bead Sterilizer) | NA | DENTAL SECTION
2865 | Migrant Camp Jagti Nagrota SDH | Aspirators (Suction Machine) | Longlife | 1ST Floor-OT
2866 | Migrant Camp Jagti Nagrota SDH | Sterilizing Units(Instrument Sterilizer) | NA | Store
2867 | Migrant Camp Jagti Nagrota SDH | Sterilizing Units(Instrument Sterilizer) | NA | Store
2868 | Migrant Camp Jagti Nagrota SDH | Sterilizing Units(Instrument Sterilizer) | NA | Store
2869 | Migrant Camp Jagti Nagrota SDH | Sterilizing Units(Instrument Sterilizer) | ANCO | Sarwal DH
2870 | Migrant Camp Jagti Nagrota SDH | Sterilizing Units Glass Bead (Glass bead Sterilizer) | NA | DENTAL SECTION
2871 | Migrant Camp Jagti Nagrota SDH | View Boxes, X-Ray (X ray Film viewer) | Oxford Lab instruments | EMERGENCY ROOM
2872 | Migrant Camp Jagti Nagrota SDH | Sterilizing Units(Instrument Sterilizer) | NA | Labour room
2873 | Mishriwala, Kotbhalwal PHC | Microscopes, Light, Laboratory (Binocular Microscope) | Ajay optik India | LAB
2874 | Mishriwala, Kotbhalwal PHC | Sterilizing Units(Instrument Sterilizer) | NA | WARD FEMALE
2875 | Mishriwala, Kotbhalwal PHC | Sterilizing Units(Instrument Sterilizer) | NA | OPD
2876 | Mishriwala, Kotbhalwal PHC | Analyzers, Laboratory, Hematology, Hemoglobin (HB Analyzer) | Hemocue | LAB
2877 | Mishriwala, Kotbhalwal PHC | Centrifuges, Tabletop (Centrifuge) | NA | Laboratory Ground floor
2878 | Mishriwala, Kotbhalwal PHC | Oxygen Concentrators (Oxygen Concentrator) | Sanrai International | ECG SECTIONN
2879 | Mishriwala, Kotbhalwal PHC | Phototherapy Units, Ultraviolet, LED,(LED Infant Phototherapy) | AVI Healthcare Pvt. Ltd | Ground Fl - Labour Room
2880 | Mishriwala, Kotbhalwal PHC | Centrifuges, Tabletop (Centrifuge) | Alco | LAB
2881 | Mishriwala, Kotbhalwal PHC | Nebulizers, Nonheated (Nebulizer) | Lifeline Medical Devices | WARD FEMALE
2882 | Mishriwala, Kotbhalwal PHC | Cutters, Syringe/Needle (Syringe cutter) | Microsil | OPD
2883 | Mishriwala, Kotbhalwal PHC | Cutters, Syringe/Needle (Syringe cutter) | Microsil | OPD
2884 | Mishriwala, Kotbhalwal PHC | Cutters, Syringe/Needle (Syringe cutter) | Microsil | LAB
2885 | Mishriwala, Kotbhalwal PHC | Sphygmomanometers, Mercury (Mercury BP Machine) | Diamond | OPD
2886 | Mishriwala, Kotbhalwal PHC | Sterilizing Units(Instrument Sterilizer) | NA | OPD
2887 | Mishriwala, Kotbhalwal PHC | Microscopes, Light, Laboratory (Binocular Microscope) | NA | LAB
2888 | Mishriwala, Kotbhalwal PHC | Scales, Adult, Floor,Mechanical (Adult floor Mechanical Weighing machine) | Crown | OPD
2889 | Mishriwala, Kotbhalwal PHC | Sterilizing Units(Instrument Sterilizer) | NA | LABOUR ROOM
2890 | Mishriwala, Kotbhalwal PHC | Sterilizing Units(Instrument Sterilizer) | NA | LABOUR ROOM
2891 | Mishriwala, Kotbhalwal PHC | Microscopes, Light, Laboratory (Binocular Microscope) | Labovision | Laboratory Ground
2892 | Mishriwala, Kotbhalwal PHC | Sterilizing Units(Instrument Sterilizer) | NA | DENTAL SECTION
2893 | Mishriwala, Kotbhalwal PHC | Chairs, Examination/Treatment, Dentistry (Dental Chair) | Suz- dent India Pvt Ltd | DENTAL SECTION
2894 | Mishriwala, Kotbhalwal PHC | Aspirators (Suction Machine) | NA | LABOUR ROOM
2895 | Mishriwala, Kotbhalwal PHC | Refrigerators, Ice Lined-70L ( 70L ILR ) | Vestfrost | First Floor -MCH
2896 | Mishriwala, Kotbhalwal PHC | Sterilizing Units, Ultraviolet ( UV Chamber) | Besto | DENTAL SECTION GROUND FLOOR
2897 | Mishriwala, Kotbhalwal PHC | Incubators, Test Tube (Lab Incubator) | NA | LAB
2898 | Mishriwala, Kotbhalwal PHC | Cutters, Syringe/Needle (Syringe cutter) | Swan Environmental | DENTAL SECTION
2899 | Mishriwala, Kotbhalwal PHC | Sterilizing Units(Instrument Sterilizer) | NA | OPD
2900 | Mishriwala, Kotbhalwal PHC | Aspirators (Suction Machine) | NA | LABOUR ROOM
2901 | Mishriwala, Kotbhalwal PHC | Cutters, Syringe/Needle (Syringe cutter) | Microsil | OPD
2902 | Mishriwala, Kotbhalwal PHC | Cutters, Syringe/Needle (Syringe cutter) | Microsil | OPD
2903 | Mishriwala, Kotbhalwal PHC | Lights, Surgical, 1 Dome, Halogen (1 Dome Halogen OT Light) | NA | OPD
2904 | Mishriwala, Kotbhalwal PHC | Cutters, Syringe/Needle (Syringe cutter) | Microsil | WARD FEMALE
2905 | Mishriwala, Kotbhalwal PHC | Oxygen Concentrators (Oxygen Concentrator) | LONGFIAN SCITECH CO.LTD | Ground Fl - Labour Room
2906 | Mishriwala, Kotbhalwal PHC | Sterilizing Units(Instrument Sterilizer) | NA | OPD
2907 | Mishriwala, Kotbhalwal PHC | Analyzers, Laboratory, Body Fluids, Electrolyte, Coulometric (Colorimeter) | Labtronics | LAB
2908 | Mishriwala, Kotbhalwal PHC | Analyzers, Laboratory, Body Fluids, Electrolyte, Coulometric (Colorimeter) | kamineni life sciences | LAB
2909 | Mishriwala, Kotbhalwal PHC | Oxygen Concentrators (Oxygen Concentrator) | Devilbiss Healthcare | ECG SECTIONN
2910 | Mishriwala, Kotbhalwal PHC | Sterilizing Units(Instrument Sterilizer) | NA | LABOUR ROOM
2911 | Mishriwala, Kotbhalwal PHC | Lights, Surgical, 1 Dome, Halogen (1 Dome Halogen OT Light) | NA | OPD
2912 | Mishriwala, Kotbhalwal PHC | Warming Units, Patient, Radiant, Infant (Radiant Warmer) | Bird meditech | LABOUR ROOM
2913 | Mishriwala, Kotbhalwal PHC | Refrigerators, Laboratory (Lab refrigerator) | Whirlpool | General Ward
2914 | Mishriwala, Kotbhalwal PHC | Refrigerators, Laboratory (Lab refrigerator) | Samsung | LAB
2915 | Mishriwala, Kotbhalwal PHC | Refrigerators, Ice Lined-70L ( 70L ILR ) | Vestfrost | MCH SECTION
2916 | Mishriwala, Kotbhalwal PHC | Refrigerators, Ice Lined-70L ( 70L ILR ) | Vestfrost | MCH SECTION
2917 | Mishriwala, Kotbhalwal PHC | Electrocardiographs, Single-Channel ( Single Channel ECG ) | BPL | ECG SECTION
2918 | Mishriwala, Kotbhalwal PHC | Sphygmomanometers, Mercury (Mercury BP Machine) | Diamond | OPD
2919 | Mishriwala, Kotbhalwal PHC | Sphygmomanometers, Mercury (Mercury BP Machine) | Diamond | EMERGENCY OPD
2920 | Mishriwala, Kotbhalwal PHC | Sphygmomanometers, Electronic (Electronic BP Machine) | Morepen lab. Ltd | OPD
2921 | Mishriwala, Kotbhalwal PHC | Sphygmomanometers, Aneroid(Aneroid BP Machine) | Diamond | EMERGENCY OPD
2922 | Mishriwala, Kotbhalwal PHC | Scales, Infant, Mechanical (Infant wieghing machine) | Crown | LABOUR ROOM
2923 | Mishriwala, Kotbhalwal PHC | Scales, Adult, Floor,Mechanical (Adult floor Mechanical Weighing machine) | Crown | OPD
2924 | Mishriwala, Kotbhalwal PHC | Radiographic/Fluoroscopic Systems, General-Purpose -300 mA (General X Ray - 300mA) | Allengers | RADIOLOGY
2925 | Mishriwala, Kotbhalwal PHC | Warming Units, Patient, Radiant, Infant (Radiant Warmer) | Neo Tech | Ground Fl - Labour Room
2926 | Mishriwala, Kotbhalwal PHC | Oxygen Concentrators (Oxygen Concentrator) | Microtek | ECG SECTIONN
2927 | Mishriwala, Kotbhalwal PHC | Oxygen Concentrators (Oxygen Concentrator) | LONGFIAN SCITECH CO.LTD | Ground Fl - Labour Room
2928 | Mishriwala, Kotbhalwal PHC | Sterilizing Units(Instrument Sterilizer) | NA | OPD
2929 | Mishriwala, Kotbhalwal PHC | Sterilizing Units(Instrument Sterilizer) | NA | OPD
2930 | NTPHC Makwal | Sphygmomanometers, Aneriod(Aneroid BP Machine) | Vital | MCH SECTION
2931 | NTPHC Makwal | Sphygmomanometers, Mercury (Mercury BP Machine) | NA | MCH SECTION
2932 | NTPHC Makwal | Cutters, Syringe/Needle (Syringe cutter) | Microsil | Ground Floor -MCH
2933 | NTPHC Makwal | Scales, Infant, Mechanical (Infant wieghing machine) | Docbel barun | MCH SECTION
2934 | NTPHC Makwal | Scales, Adult, Floor,Mechanical (Adult floor Mechanical Weighing machine) | Camry | OPD/GROUND FLOOR
2935 | NTPHC Makwal | Oxygen Concentrators (Oxygen Concentrator) | Sanrai International | Ground Floor -MCH
2936 | NTPHC Makwal | Oxygen Concentrators (Oxygen Concentrator) | SSMED | Ground Floor -MCH
2937 | NTPHC Makwal | Sterilizing Units(Instrument Sterilizer) | NA | Ground Floor- MCH
2938 | NTPHC Phallain | Sphygmomanometers, Aneriod(Aneroid BP Machine) | Diamond | M.C.H SECTION
2939 | NTPHC Phallain | Scales, Infant, Mechanical (Infant wieghing machine) | Docbel barun | M.C.H SECTION
2940 | NTPHC Phallain | Scales, Adult, Floor,Mechanical (Adult floor Mechanical Weighing machine) | Crown | M.C.H SECTION
2941 | NTPHC Bain Bajalta | Sphygmomanometers, Mercury (Mercury BP Machine) | NA | GENERAL DEPT.
2942 | NTPHC Bain Bajalta | Scales, Infant, Mechanical (Infant wieghing machine) | Crown | GENERAL DEPT.
2943 | NTPHC Bain Bajalta | Scales, Infant, Mechanical (Infant wieghing machine) | Crown | GENERAL DEPT.
2944 | NTPHC Bain Bajalta | Sphygmomanometers, Electronic (Electronic BP Machine) | Morepen lab. Ltd | GENERAL DEPT.
2945 | NTPHC Bain Bajalta | Sphygmomanometers, Mercury (Mercury BP Machine) | Longlife | GENERAL DEPT.
2946 | NTPHC Bamyal | Sphygmomanometers, Electronic (Electronic BP Machine) | Morepen lab. Ltd | OPD
2947 | NTPHC Bamyal | Scales, Adult, Floor,Mechanical (Adult floor Mechanical Weighing machine) | Kohinoor | OPD
2948 | NTPHC Bamyal | Cutters, Syringe/Needle (Syringe cutter) | Swan Environmental | OPD
2949 | NTPHC Bamyal | Sphygmomanometers, Mercury (Mercury BP Machine) | Namat Shree vinayak udyog | OPD
2950 | NTPHC Bamyal | Sphygmomanometers, Mercury (Mercury BP Machine) | Namatt | OPD/GROUND FLOOR
2951 | NTPHC Bamyal | Refrigerators, Ice Lined-70L ( 70L ILR ) | Vestfrost | OPD
2952 | NTPHC Bamyal | Sphygmomanometers, Mercury (Mercury BP Machine) | Blue Cross | OPD
2953 | NTPHC Barn | Sphygmomanometers, Mercury (Mercury BP Machine) | NA | GENERAL DEPT.
2954 | NTPHC Barn | Sphygmomanometers, Mercury (Mercury BP Machine) | Perfect | OPD GROUND FLOOR
2955 | NTPHC Barn | Scales, Adult, Floor,Mechanical (Adult floor Mechanical Weighing machine) | Crown | OPD/GROUND FLOOR
2956 | NTPHC Barn | Sphygmomanometers, Aneriod(Aneroid BP Machine) | Lifeline Medical Devices | OPD/GROUND FLOOR
2957 | NTPHC Barn | Sphygmomanometers, Mercury (Mercury BP Machine) | Longlife | GENERAL DEPT.
2958 | NTPHC Barn | Scales, Infant, Mechanical (Infant wieghing machine) | Crown | GENERAL DEPT.
2959 | NTPHC Chakrohi | Sterilizing Units(Instrument Sterilizer) | NA | store
2960 | NTPHC Chakrohi | Refrigerators, Ice Lined-70L ( 70L ILR ) | Haier | immunization room
2961 | NTPHC Chakrohi | Cutters, Syringe/Needle (Syringe cutter) | Microsil | store
2962 | NTPHC Chakrohi | Sphygmomanometers, Mercury (Mercury BP Machine) | Namatt | store
2963 | NTPHC Chakrohi | Oxygen Concentrators (Oxygen Concentrator) | BPL | ward
2964 | NTPHC Chakrohi | Cutters, Syringe/Needle (Syringe cutter) | NA | ward
2965 | NTPHC Chakrohi | Sphygmomanometers, Electronic (Electronic BP Machine) | Accusure | opd
2966 | NTPHC Chakrohi | Refrigerators, Ice Lined-70L ( 70L ILR ) | Vestfrost | immunization room
2967 | NTPHC Chakrohi | Nebulizers, Nonheated (Nebulizer) | NA | WARD
2968 | NTPHC Chakrohi | Sterilizing Units(Instrument Sterilizer) | Atlas surgical company | ward
2969 | NTPHC Chakrohi | Nebulizers, Nonheated (Nebulizer) | Blue Diamond | ward
2970 | NTPHC Chakrohi | Sterilizing Units(Instrument Sterilizer) | NA | store
2971 | NTPHC Chakrohi | Sphygmomanometers, Mercury (Mercury BP Machine) | Bio Plus | store
2972 | NTPHC Chakrohi | Sterilizing Units(Instrument Sterilizer) | NA | store
2973 | NTPHC Chakrohi | Chairs, Examination/Treatment, Dentistry (Dental Chair) | Unicorn Denmart | dental section
2974 | NTPHC Chakrohi | Sterilizing Units(Instrument Sterilizer) | NA | dental section
2975 | NTPHC Chakrohi | Radiographic Units, Mobile (Mobile X Ray -60 mA) | GEM Optical | X-Ray
2976 | NTPHC Chakrohi | Sphygmomanometers, Electronic (Electronic BP Machine) | Accusure | opd
2977 | NTPHC Chakrohi | Refrigerators, Ice Lined-70L ( 70L ILR ) | Haier | immunization room
2978 | NTPHC Chakrohi | Refrigerators, Laboratory (Lab refrigerator) | Whirlpool | immunization room
2979 | NTPHC Chakrohi | Radiographic Units, Dental, Extraoral (Dental X Ray) | Spox | dental section
2980 | NTPHC Chatha | Scales, Adult, Floor,Mechanical (Adult floor Mechanical Weighing machine) | Crown | MCH Section
2981 | NTPHC Chatha | Refrigerators, Ice Lined-70L ( 70L ILR ) | Haier | MCH Section
2982 | NTPHC Chatha | Cutters, Syringe/Needle (Syringe cutter) | Microsil | MCH Section
2983 | NTPHC Chatha | Oxygen Concentrators (Oxygen Concentrator) | SS Medical System | OPD/Casualty
2984 | NTPHC Chatha | Oxygen Concentrators (Oxygen Concentrator) | Microtek Technology | OPD/Casualty
2985 | NTPHC Chatha | Freezers Vaccine-120 L (120L -Vaccine Freezer) | Vestfrost | MCH Section
2986 | NTPHC Chatha | Oxygen Concentrators (Oxygen Concentrator) | Devilbiss Healthcare | OPD/Casualty
2987 | NTPHC Chatha | Sphygmomanometers, Mercury (Mercury BP Machine) | NA | MCH Section
2988 | NTPHC Chatha | Scales, Infant, Digital (Digital Infant Scale) | Equal | MCH Section
2989 | NTPHC Chatha | Sterilizing Units(Instrument Sterilizer) | NA | MCH Section
2990 | NTPHC Chatha | Sphygmomanometers, Aneriod(Aneroid BP Machine) | Vital | MCH Section
2991 | NTPHC Chatta | Sterilizing Units(Instrument Sterilizer) | NA | MCH Section
2992 | NTPHC Chatta | Scales, Infant, Mechanical (Infant wieghing machine) | Crown | MCH Section
2993 | NTPHC Chatta | Sphygmomanometers, Mercury (Mercury BP Machine) | Swan Environmental | MCG Section
2994 | NTPHC Chatta | Sphygmomanometers, Mercury (Mercury BP Machine) | Ajay | MCG Section
2995 | NTPHC Chatta | Scales, Adult, Floor,Mechanical (Adult floor Mechanical Weighing machine) | Kohinoor | MCH Section
2996 | NTPHC Chowdhi | Scales, Adult, Floor,Mechanical (Adult floor Mechanical Weighing machine) | Krups | General OPD
2997 | NTPHC Chowdhi | Sterilizing Units(Instrument Sterilizer) | Atlas | G. Floor - General Opd
2998 | NTPHC Chowdhi | Freezers Vaccine-120 L (120L -Vaccine Freezer) | Haier | General OPD
2999 | NTPHC Chowdhi | Cutters, Syringe/Needle (Syringe cutter) | Microsil | G. Floor - General Opd
3000 | NTPHC Chowdhi | Refrigerators, Ice Lined-70L ( 70L ILR ) | Haier | General OPD
3001 | NTPHC Chowdhi | Sphygmomanometers, Mercury (Mercury BP Machine) | Crystal Care | General OPD
3002 | NTPHC Chowdhi | Cutters, Syringe/Needle (Syringe cutter) | Microsil | G. Floor - General Opd
3003 | NTPHC Chowdhi | Oxygen Concentrators (Oxygen Concentrator) | LONGFIAN SCITECH CO.LTD | G. Floor - General Opd
3004 | NTPHC Chowdhi | Sphygmomanometers, Electronic (Electronic BP Machine) | BPL | OPD
3005 | NTPHC DEVIPUR | Sphygmomanometers, Mercury (Mercury BP Machine) | Prolix supreme surgico | GENERAL OPD
3006 | NTPHC Dablehar | Oxygen Concentrators (Oxygen Concentrator) | Microtek Technology | Ward
3007 | NTPHC Dablehar | Sphygmomanometers, Mercury (Mercury BP Machine) | Accusure | MCH section
3008 | NTPHC Dablehar | Nebulizers, Nonheated (Nebulizer) | Accusure | general ward
3009 | NTPHC Dablehar | Cutters, Syringe/Needle (Syringe cutter) | Microsil | MCH section
3010 | NTPHC Dablehar | Cutters, Syringe/Needle (Syringe cutter) | Microsil | dental section
3011 | NTPHC Dablehar | Oxygen Concentrators (Oxygen Concentrator) | BPL | general ward
3012 | NTPHC Dablehar | Freezers Vaccine-120 L (120L -Vaccine Freezer) | Vestfrost | MCH section
3013 | NTPHC Dablehar | Sphygmomanometers, Mercury (Mercury BP Machine) | Namatt | MCH section
3014 | NTPHC Dablehar | Oxygen Concentrators (Oxygen Concentrator) | Oxymed | Store
3015 | NTPHC Dablehar | Scales, Adult, Floor,Mechanical (Adult floor Mechanical Weighing machine) | NA | Ward
3016 | NTPHC Dablehar | Sphygmomanometers, Mercury (Mercury BP Machine) | Namatt | MCH section
3017 | NTPHC Dablehar | Sterilizing Units Glass Bead (Glass bead Sterilizer) | Chesa Dental Care Service Ltd. | dental section
3018 | NTPHC Dablehar | Sterilizing Units(Instrument Sterilizer) | NA | dental section
3019 | NTPHC Dablehar | Chairs, Examination/Treatment, Dentistry (Dental Chair) | Phoenix medical systems | dental section
3020 | NTPHC Dablehar | Sterilizing Units(Instrument Sterilizer) | NA | general ward
3021 | NTPHC Dablehar | Chairs, Examination/Treatment, Dentistry (Dental Chair) | Suz- dent India Pvt Ltd | dental section
3022 | NTPHC Dablehar | Sterilizing Units(Instrument Sterilizer) | NA | Dispensary
3023 | NTPHC Dablehar | Sterilizing Units(Instrument Sterilizer) | NA | general ward
3024 | NTPHC Dablehar | Lights, Dental, Intraoral ( Light Cure Unit ) | NA | Dental Dept
3025 | NTPHC Dablehar | Refrigerators, Ice Lined-150L ( 150L ILR ) | Vestfrost | MCH section
3026 | NTPHC Dablehar | Sterilizing Units(Instrument Sterilizer) | Atlas surgical company | dental section
3027 | NTPHC GARKHAL | Sphygmomanometers, Mercury (Mercury BP Machine) | Diamond | GENERAL OPD
3028 | NTPHC GARKHAL | Cutters, Syringe/Needle (Syringe cutter) | Microsil | GENERAL OPD
3029 | NTPHC GARKHAL | Scales, Patient, Floor, Adult,Digital(Digital Weighing Machine | Moh &FW | GENERAL OPD
3030 | NTPHC GARKHAL | Scales, Patient, Floor, Adult,Digital(Digital Weighing Machine | Morepen lab. Ltd | GENERAL OPD
3031 | NTPHC GARKHAL | Sphygmomanometers, Mercury (Mercury BP Machine) | Namatt | GENERAL OPD
3032 | NTPHC GARKHAL | Sphygmomanometers, Electronic (Electronic BP Machine) | Morepen lab. Ltd | GENERAL OPD
3033 | NTPHC GURAH TALAB | Refrigerators, Laboratory (Lab refrigerator) | Electrolux kelvinator | OPD
3034 | NTPHC GURAH TALAB | Scales, Patient, Floor, Adult,Digital(Digital Weighing Machine | Crown | OPD
3035 | NTPHC GURAH TALAB | Cutters, Syringe/Needle (Syringe cutter) | Master care | OPD
3036 | NTPHC GURAH TALAB | Nebulizers, Nonheated (Nebulizer) | Morepen lab. Ltd | OPD
3037 | NTPHC GURAH TALAB | Sphygmomanometers, Mercury (Mercury BP Machine) | Blue Cross | OPD
3038 | NTPHC GURAH TALAB | Sphygmomanometers, Electronic (Electronic BP Machine) | Morepen lab. Ltd | OPD
3039 | NTPHC GURAH TALAB | Aspirators (Suction Machine) | NA | OPD
3040 | NTPHC GURAH TALAB | Scales, Adult, Floor,Mechanical (Adult floor Mechanical Weighing machine) | NA | OPD
3041 | NTPHC GURAH TALAB | Cutters, Syringe/Needle (Syringe cutter) | Microsil | OPD
3042 | NTPHC GURAH TALAB | Scales, Infant, Mechanical (Infant wieghing machine) | NA | OPD
3043 | NTPHC GURAH TALAB | Sterilizing Units(Instrument Sterilizer) | NA | OPD
3044 | NTPHC Gangyal | Cutters, Syringe/Needle (Syringe cutter) | Microsil | General OPD
3045 | NTPHC Gangyal | Sphygmomanometers, Mercury (Mercury BP Machine) | Profact | General OPD
3046 | NTPHC Gangyal | Freezers Vaccine-120 L (120L -Vaccine Freezer) | Vestfrost | General OPD
3047 | NTPHC Gangyal | Refrigerators, Ice Lined-150L ( 150L ILR ) | Vestfrost | General OPD
3048 | NTPHC Gangyal | Sphygmomanometers, Electronic (Electronic BP Machine) | BPL | General OPD
3049 | NTPHC Gangyal | Sphygmomanometers, Mercury (Mercury BP Machine) | Crystal Care | General OPD
3050 | NTPHC Gangyal | Scales, Infant, Mechanical (Infant wieghing machine) | Crown | General OPD
3051 | NTPHC Gangyal | Sterilizing Units(Instrument Sterilizer) | Atlas surgical company | General OPD
3052 | NTPHC Gangyal | Scales, Adult, Floor,Mechanical (Adult floor Mechanical Weighing machine) | Krups | General OPD
3053 | NTPHC Gangyal | Sterilizing Units, Steam, Tabletop(13 Litre Table top) | NA | General OPD
3054 | NTPHC Gangyal | Scales, Patient, Floor, Adult,Digital(Digital Weighing Machine | White Cherry | General OPD
3055 | NTPHC HWC Magowali | Scales, Adult, Floor,Mechanical (Adult floor Mechanical Weighing machine) | Kohinoor | MCH section
3056 | NTPHC HWC Magowali | Sphygmomanometers, Mercury (Mercury BP Machine) | NA | MCH section
3057 | NTPHC HWC Magowali | Sphygmomanometers, Mercury (Mercury BP Machine) | Prolix supreme surgico | MCH section
3058 | NTPHC HWC Magowali | Sphygmomanometers, Mercury (Mercury BP Machine) | NA | MCH section
3059 | NTPHC HWC Magowali | Scales, Patient, Floor, Adult,Digital(Digital Weighing Machine | White Cherry | MCH section
3060 | NTPHC High Court | Sterilizing Units(Instrument Sterilizer) | Atlas surgical company | OPD
3061 | NTPHC High Court | Aspirators, Foot (Foot Suction) | NA | OPD
3062 | NTPHC High Court | Nebulizers, Nonheated (Nebulizer) | Vats medical system p LTD | OPD
3063 | NTPHC High Court | Refrigerators, Ice Lined-70L ( 70L ILR ) | Haier | OPD
3064 | NTPHC High Court | Electrocardiographs, Three-Channel ( 3 Channel ECG) | Marks | OPD
3065 | NTPHC High Court | Cutters, Syringe/Needle (Syringe cutter) | Microsil | OPD
3066 | NTPHC High Court | Cutters, Syringe/Needle (Syringe cutter) | Microsil | OPD
3067 | NTPHC High Court | Nebulizers, Nonheated (Nebulizer) | Handyneb | OPD
3068 | NTPHC High Court | Monitoring Systems, Physiologic with 5 Parameters (5 Para Patient Monitor) | Contec Medical System | OPD
3069 | NTPHC High Court | Oxygen Concentrators (Oxygen Concentrator) | Longfian Scitech Co. Ltd | OPD
3070 | NTPHC High Court | Sphygmomanometers, Electronic (Electronic BP Machine) | Morepen lab. Ltd | OPD
3071 | NTPHC High Court | Aspirators (Suction Machine) | NA | OPD
3072 | NTPHC High Court | Sterilizing Units(Instrument Sterilizer) | NA | OPD
3073 | NTPHC High Court | Sterilizing Units(Instrument Sterilizer) | NA | OPD
3074 | NTPHC High Court | Aspirators, Foot (Foot Suction) | NA | OPD
3075 | NTPHC High Court | Aspirators, Foot (Foot Suction) | NA | OPD
3076 | NTPHC High Court | Electrocardiographs, Three-Channel ( 3 Channel ECG) | ECG Mac | OPD GROUND FLOOR
3077 | NTPHC High Court | Sphygmomanometers, Mercury (Mercury BP Machine) | Longlife | OPD
3078 | NTPHC High Court | Nebulizers, Nonheated (Nebulizer) | Handyneb | OPD
3079 | NTPHC High Court | Sphygmomanometers, Mercury (Mercury BP Machine) | NA | OPD
3080 | NTPHC High Court | Cutters, Syringe/Needle (Syringe cutter) | Microsil | OPD
3081 | NTPHC High Court | Sphygmomanometers, Aneroid(Aneroid BP Machine) | Bio Plus | OPD
3082 | NTPHC High Court | Oxygen Concentrators (Oxygen Concentrator) | LONGFIAN SCITECH CO.LTD | GEN OPD
3083 | NTPHC High Court | Scales, Infant, Mechanical (Infant wieghing machine) | Ramon Surgical Company | OPD
3084 | NTPHC High Court | Aspirators, Foot (Foot Suction) | NA | OPD
3085 | NTPHC JAKH | Cutters, Syringe/Needle (Syringe cutter) | Life care | GENERAL OPD
3086 | NTPHC JAKH | Scales, Patient, Floor, Adult,Digital(Digital Weighing Machine) | Moh &FW | GENERAL OPD
3087 | NTPHC JAKH | Sterilizing Units(Instrument Sterilizer) | NA | GENERAL OPD
3088 | NTPHC JAKH | Scales, Adult, Floor,Mechanical (Adult floor Mechanical Weighing machine) | NA | GENERAL OPD
3089 | NTPHC JAKH | Sphygmomanometers, Mercury (Mercury BP Machine) | Namatt | GENERAL OPD
3090 | NTPHC JAKH | Sphygmomanometers, Electronic (Electronic BP Machine) | Omron healthcare Europe | GENERAL OPD
3091 | NTPHC JAKH | Scales, Patient, Floor, Adult,Digital(Digital Weighing Machine | Moh &FW | GENERAL OPD
3092 | NTPHC Lower Gadigarh | Cutters, Syringe/Needle (Syringe cutter) | Microsil | OPD
3093 | NTPHC Lower Gadigarh | Sphygmomanometers, Mercury (Mercury BP Machine) | NA | OPD
3094 | NTPHC Lower Gadigarh | Cutters, Syringe/Needle (Syringe cutter) | Microsil | OPD
3095 | NTPHC Lower Gadigarh | Sphygmomanometers, Mercury (Mercury BP Machine) | NA | OPD
3096 | NTPHC Lower Gadigarh | Sphygmomanometers, Mercury (Mercury BP Machine) | MCP | OPD
3097 | NTPHC Lower Gadigarh | Sphygmomanometers, Aneriod(Aneroid BP Machine) | Vital | OPD
3098 | NTPHC Lower Gadigarh | Analyzers, Laboratory, Body Fluids, Glucose (Glucometer) | Accusure | OPD
3099 | NTPHC Lower Gadigarh | Scales, Adult, Floor,Mechanical (Adult floor Mechanical Weighing machine) | Suvarna | OPD
3100 | NTPHC Lower Gadigarh | Scales, Patient, Floor, Adult,Digital(Digital Weighing Machine | Venus | OPD
3101 | NTPHC Lower Gadigarh | Scales, Infant, Mechanical (Infant wieghing machine) | Kohinoor | OPD
3102 | NTPHC Lower Gadigarh | Scales, Infant, Mechanical (Infant wieghing machine) | Docbel barun | OPD
3103 | NTPHC Lower Gadigarh | Sphygmomanometers, Mercury (Mercury BP Machine) | NA | OPD
3104 | NTPHC Miran Sahib | Oxygen Concentrators (Oxygen Concentrator) | SS Medical System | Ward
3105 | NTPHC Miran Sahib | Sphygmomanometers, Mercury (Mercury BP Machine) | Namatt | store
3106 | NTPHC Miran Sahib | Sphygmomanometers, Electronic (Electronic BP Machine) | Omron healthcare Europe | opd
3107 | NTPHC Miran Sahib | Sphygmomanometers, Mercury (Mercury BP Machine) | Namatt | store
3108 | NTPHC Miran Sahib | Sphygmomanometers, Mercury (Mercury BP Machine) | Namatt | store
3109 | NTPHC Miran Sahib | Sphygmomanometers, Mercury (Mercury BP Machine) | NA | store
3110 | NTPHC Miran Sahib | Cutters, Syringe/Needle (Syringe cutter) | Life care | MCH section
3111 | NTPHC Miran Sahib | Scales, Patient, Floor, Adult,Digital(Digital Weighing Machine | Docbel barun | MCH section
3112 | NTPHC Miran Sahib | Sterilizing Units(Instrument Sterilizer) | Atlas surgical company | store
3113 | NTPHC Miran Sahib | Sphygmomanometers, Mercury (Mercury BP Machine) | NA | store
3114 | NTPHC Miran Sahib | Sterilizing Units(Instrument Sterilizer) | NA | dental section
3115 | NTPHC Miran Sahib | Scales, Patient, Floor, Adult,Digital(Digital Weighing Machine | Kohinoor | MCH section
3116 | NTPHC Miran Sahib | Chairs, Examination/Treatment, Dentistry (Dental Chair) | Bestodent India Pvt. Ltd | Dental section
3117 | NTPHC Miran Sahib | Chairs, Examination/Treatment, Dentistry (Dental Chair) | Confident dental equipment | dental section
3118 | NTPHC Miran Sahib | Sterilizing Units(Instrument Sterilizer) | Atlas surgical company | store
3119 | NTPHC Miran Sahib | Sterilizing Units(Instrument Sterilizer) | Atlas surgical company | store
3120 | NTPHC Miran Sahib | Sterilizing Units(Instrument Sterilizer) | Atlas surgical company | store
3121 | NTPHC Miran Sahib | Sterilizing Units Glass Bead (Glass bead Sterilizer) | ISHI-DENT | dental section
3122 | NTPHC Miran Sahib | Sterilizing Units(Instrument Sterilizer) | NA | store
3123 | NTPHC Miran Sahib | Sterilizing Units, Ultraviolet ( UV Chamber) | Bestodent India Pvt. Ltd | DENTAL SECTION
3124 | NTPHC Miran Sahib | Sphygmomanometers, Mercury (Mercury BP Machine) | Prolix supreme surgico | store
3125 | NTPHC Miran Sahib | Refrigerators, Ice Lined-70L ( 70L ILR ) | Vestfrost | MCH section
3126 | NTPHC Miran Sahib | Freezers Vaccine-120 L (120L -Vaccine Freezer) | Haier | MCH section
3127 | NTPHC Muthi | Analyzers, Laboratory, Body Fluids, Electrolyte, Coulometric (Colorimeter) | Electronic corporationof India | GENERAL LAB
3128 | NTPHC Muthi | Refrigerators, Laboratory (Lab refrigerator) | Samsung | GENERAL LAB
3129 | NTPHC Muthi | Refrigerators, Ice Lined-150L ( 150L ILR ) | Vestfrost | IMMUNIZATION SECTION
3130 | NTPHC Muthi | Electrocardiographs, Single-Channel ( Single Channel ECG ) | BPL | RADIOLOGY
3131 | NTPHC Muthi | Electrocardiographs, Single-Channel ( Single Channel ECG ) | BPL | RADIOLOGY
3132 | NTPHC Muthi | Freezers Vaccine-120 L (120L -Vaccine Freezer) | Haier | IMMUNIZATION SECTION
3133 | NTPHC Muthi | Centrifuges, Tabletop (Centrifuge) | Remi | GENERAL LAB
3134 | NTPHC Muthi | Sphygmomanometers, Mercury (Mercury BP Machine) | Prolix supreme surgico | OPD
3135 | NTPHC Muthi | Sterilizing Units(Instrument Sterilizer) | Atlas surgical company | OPD
3136 | NTPHC Muthi | Sterilizing Units(Instrument Sterilizer) | Atlas surgical company | OPD
3137 | NTPHC Muthi | Radiographic Units, Mobile(Mobile X Ray -100 mA) | Rays India PVT LTD | RADIOLOGY
3138 | NTPHC Muthi | Sterilizing Units(Instrument Sterilizer) | Atlas surgical company | OPD
3139 | NTPHC Muthi | Microscopes, Light, Laboratory (Binocular Microscope) | Radical | GENERAL LAB
3140 | NTPHC Muthi | Incubators, Test Tube (Lab Incubator) | Labotec | Lab
3141 | NTPHC Muthi | Cutters, Syringe/Needle (Syringe cutter) | Life care | OPD
3142 | NTPHC Muthi | Sphygmomanometers, Mercury (Mercury BP Machine) | Srishti | Emergency ground floor
3143 | NTPHC Muthi | Cutters, Syringe/Needle (Syringe cutter) | Life care | OPD
3144 | NTPHC Muthi | Scanning Systems, Ultrasonic, General-Purpose ( Ultrasound Scanner ) | Toshiba | RADIOLOGY
3145 | NTPHC Nagrota | Cutters, Syringe/Needle (Syringe cutter) | Microsil | DISPENSARY
3146 | NTPHC Nagrota | Freezers Vaccine-120 L (120L -Vaccine Freezer) | Haier | IMMUNISATION
3147 | NTPHC Nagrota | Sterilizing Units(Instrument Sterilizer) | Atlas surgical company | DISPENSARY
3148 | NTPHC Nagrota | Refrigerators, Ice Lined-70L ( 70L ILR ) | Vestfrost | IMMUNISATION
3149 | NTPHC Nagrota | Sphygmomanometers, Mercury (Mercury BP Machine) | Namat Shree vinayak udyog | OPD
3150 | NTPHC Nagrota | Sphygmomanometers, Aneriod(Aneroid BP Machine) | Bio-plus | Emergency
3151 | NTPHC Nagrota | Cutters, Syringe/Needle (Syringe cutter) | Microsil | DISPENSARY
3152 | NTPHC Nagrota | Cutters, Syringe/Needle (Syringe cutter) | Microsil | DISPENSARY
3153 | NTPHC Nagrota | Chairs, Examination/Treatment, Dentistry (Dental Chair) | Suz- dent India Pvt Ltd | DENTAL SECTION
3154 | NTPHC Nagrota | Sphygmomanometers, Electronic (Electronic BP Machine) | Morepen lab. Ltd | EMERGENCY
3155 | NTPHC Nagrota | Oxygen Concentrators (Oxygen Concentrator) | Devilbiss Healthcare | Ward/Ground Floor
3156 | NTPHC Nagrota | Sphygmomanometers, Mercury (Mercury BP Machine) | Namat Shree vinayak udyog | OPD
3157 | NTPHC Nagrota | Nebulizers, Nonheated (Nebulizer) | Nulife | Dispensary-Ground Floor
3158 | NTPHC Nagrota | Fetal Heart Detectors, Ultrasonic (Fetal doppler) | Microgene diagnostic system | Labour room
3159 | NTPHC Nagrota | Cutters, Syringe/Needle (Syringe cutter) | Microsil | IMMUNISATION
3160 | NTPHC Nagrota | Aspirators (Suction Machine) | Jainco | LABOUR ROOM
3161 | NTPHC Nagrota | Scales, Adult, Floor,Mechanical (Adult floor Mechanical Weighing machine) | Kohinoor | IMMUNISATION
3162 | NTPHC Nagrota | Sphygmomanometers, Mercury (Mercury BP Machine) | Novaphon | STORE/GROUND FLOOR
3163 | NTPHC Nagrota | Fetal Heart Detectors, Ultrasonic (Fetal doppler) | Microgene diagnostic system | Labour room
3164 | NTPHC Nagrota | Sterilizing Units(Instrument Sterilizer) | Esteem industries | DISPENSARY
3165 | NTPHC Nagrota | Nebulizers, Nonheated (Nebulizer) | Perfect | OPD GROUND FLOOR
3166 | NTPHC Nagrota | Sterilizing Units(Instrument Sterilizer) | NA | LABOUR ROOM
3167 | NTPHC Nagrota | Cutters, Syringe/Needle (Syringe cutter) | Microsil | DISPENSARY
3168 | NTPHC Nagrota | Scales, Infant, Mechanical (Infant wieghing machine) | Docbel barun | IMMUNISATION
3169 | NTPHC Nagrota | Oxygen Concentrators (Oxygen Concentrator) | Microtek | EMERGENCY ROOM, GROUND FLOOR
3170 | NTPHC PANGARI | Sphygmomanometers, Mercury (Mercury BP Machine) | Blue Cross | GENERAL OPD
3171 | NTPHC PANGARI | Sphygmomanometers, Mercury (Mercury BP Machine) | Prolix supreme surgico | GENERAL OPD
3172 | NTPHC PANGARI | Cutters, Syringe/Needle (Syringe cutter) | Microsil | GENERAL OP
3173 | NTPHC PANGARI | Scales, Adult, Floor,Mechanical (Adult floor Mechanical Weighing machine) | Dolphin | GENERAL OPD
3174 | NTPHC Panjoa | Analyzers, Laboratory, Body Fluids, Glucose (Glucometer) | Sensa Core India | OPD
3175 | NTPHC Panjoa | Scales, Adult, Floor,Mechanical (Adult floor Mechanical Weighing machine) | Kohinoor | OPD
3176 | NTPHC Panjoa | Scales, Infant, Mechanical (Infant wieghing machine) | Kohinoor | OPD
3177 | NTPHC Panjoa | Sphygmomanometers, Electronic (Electronic BP Machine) | Morepen lab. Ltd | OPD
3178 | NTPHC Panjoa | Sphygmomanometers, Mercury (Mercury BP Machine) | NA | OPD
3179 | NTPHC Panjoa | Analyzers, Laboratory, Body Fluids, Glucose (Glucometer) | RMD Mediaids LTD | OPD
3180 | NTPHC Panjoa | Cutters, Syringe/Needle (Syringe cutter) | Swan Environmental | OPD
3181 | NTPHC Panjoa | Sphygmomanometers, Mercury (Mercury BP Machine) | NA | OPD
3182 | NTPHC Panjoa | Scales, Infant, Mechanical (Infant wieghing machine) | Crown | OPD
3183 | NTPHC Panjoa | Sphygmomanometers, Electronic (Electronic BP Machine) | Medsource Ozone Biomedical | OPD
3184 | NTPHC Phinder | Sphygmomanometers, Mercury (Mercury BP Machine) | Namatt | MCH section
3185 | NTPHC Phinder | Scales, Patient, Floor, Adult,Digital(Digital Weighing Machine) | NA | MCH section
3186 | NTPHC Phinder | Sphygmomanometers, Mercury (Mercury BP Machine) | Prolix supreme surgico | MCH section
3187 | NTPHC Pindi Charka | Oxygen Concentrators (Oxygen Concentrator) | SS Medical System | Ward
3188 | NTPHC Pindi Charka | Refrigerators, Ice Lined-70L ( 70L ILR ) | Vestfrost | OPD
3189 | NTPHC Pindi Charka | Scales, Infant, Digital (Digital Infant Scale) | White Cherry | OPD
3190 | NTPHC Pindi Charka | Sterilizing Units(Instrument Sterilizer) | Atlas surgical company | OPD
3191 | NTPHC Pindi Charka | Chairs, Examination/Treatment, Dentistry (Dental Chair) | NA | OPD
3192 | NTPHC Pindi Charka | Phototherapy Units, Ultraviolet, LED,(LED Infant Phototherapy) | AVI health care Pvt Ltd | Ward
3193 | NTPHC Pindi Charka | Freezers Vaccine-120 L (120L -Vaccine Freezer) | Haier | OPD
3194 | NTPHC Pindi Charka | Sphygmomanometers, Mercury (Mercury BP Machine) | Crystal Care | store
3195 | NTPHC Pindi Charka | Oxygen Concentrators (Oxygen Concentrator) | SS Medical System | Ward
3196 | NTPHC Pindi Charka | Warming Units, Patient, Radiant, Infant (Radiant Warmer) | Neotech Medical pvt.ltd | Ward
3197 | NTPHC Pindi Charka | Cutters, Syringe/Needle (Syringe cutter) | Microsil | OPD
3198 | NTPHC Pindi Charka | Cutters, Syringe/Needle (Syringe cutter) | Microsil | OPD
3199 | NTPHC Purkhoo | Microscopes, Light, Laboratory (Binocular Microscope) | Ajay optik India | Lab
3200 | NTPHC Purkhoo | Radiographic Units, Mobile(Mobile X Ray -100 mA) | Rays India PVT LTD | RADIOLOGY
3201 | NTPHC Purkhoo | Cutters, Syringe/Needle (Syringe cutter) | NA | LAB
3202 | NTPHC Purkhoo | Centrifuges, Tabletop (Centrifuge) | Remi | Lab
3203 | NTPHC Purkhoo | Cutters, Syringe/Needle (Syringe cutter) | NA | LAB
3204 | NTPHC Purkhoo | Scales, Adult, Floor,Mechanical (Adult floor Mechanical Weighing machine) | NA | IMMUNIZATION
3205 | NTPHC Purkhoo | Centrifuges, Tabletop (Centrifuge) | NA | Laboratory
3206 | NTPHC Purkhoo | Scanning Systems, Ultrasonic, General-Purpose ( Ultrasound Scanner ) | Toshiba | OPD
3207 | NTPHC Purkhoo | Microscopes, Light, Laboratory (Binocular Microscope) | Quasmo | LABORATORY
3208 | NTPHC Purkhoo | Microscopes, Light, Laboratory (Binocular Microscope) | Radical | LAB
3209 | NTPHC Purkhoo | Electrocardiographs, Single-Channel ( Single Channel ECG ) | BPL | X-RAY DEPTT
3210 | NTPHC Purkhoo | Cutters, Syringe/Needle (Syringe cutter) | Life care | Lab
3211 | NTPHC Purkhoo | Sphygmomanometers, Mercury (Mercury BP Machine) | Prolix supreme surgico | Lab
3212 | NTPHC Purkhoo | Refrigerators, Laboratory (Lab refrigerator) | Samsung | DISPENSARY
3213 | NTPHC Purkhoo | Analyzers, Laboratory, Body Fluids, Electrolyte, Coulometric (Colorimeter) | Electronic corporationof India | LAB
3214 | NTPHC Purkhoo | Ovens, Drying (Hot Air Oven) | Labotec | LAB
3215 | NTPHC Purkhoo | Refrigerators, Ice Lined-70L ( 70L ILR ) | Haier | IMMUNIZATION
3216 | NTPHC Purkhoo | Freezers Vaccine-120 L (120L -Vaccine Freezer) | Haier | IMMUNIZATION
3217 | NTPHC Purkhoo | Electrocardiographs, Single-Channel ( Single Channel ECG ) | BPL | X-RAY DEPTT
3218 | NTPHC Purkhoo | Centrifuges, Tabletop (Centrifuge) | Remi | LABORATORY
3219 | NTPHC Purkhoo | Cutters, Syringe/Needle (Syringe cutter) | NA | IMMUNIZATION
3220 | NTPHC Purkhoo | Sphygmomanometers, Mercury (Mercury BP Machine) | Meditech Industries | OPD
3221 | NTPHC Raipur | Scales, Patient, Floor, Adult,Digital(Digital Weighing Machine) | NA | OPD
3222 | NTPHC Raipur | Oxygen Concentrators (Oxygen Concentrator) | LONGFIAN SCITECH CO.LTD | General OPD-Ground Floor
3223 | NTPHC Raipur | Oxygen Concentrators (Oxygen Concentrator) | Devilbiss Healthcare | General OPD-Ground Floor
3224 | NTPHC Raipur | Oxygen Concentrators (Oxygen Concentrator) | Microtek Technology | General OPD-Ground Floor
3225 | NTPHC Raipur | Sphygmomanometers, Mercury (Mercury BP Machine) | Accusure | OPD
3226 | NTPHC Raipur | Sphygmomanometers, Aneroid(Aneroid BP Machine) | Lifeline Medical Devices | LAB
3227 | NTPHC Raipur | Cutters, Syringe/Needle (Syringe cutter) | Master care | LAB
3228 | NTPHC Raipur | Scales, Adult, Floor,Mechanical (Adult floor Mechanical Weighing machine) | Camry | LAB
3229 | NTPHC Raipur | Sterilizing Units(Instrument Sterilizer) | Max Life | LAB
3230 | NTPHC Raipur | Sphygmomanometers, Electronic (Electronic BP Machine) | Morepen lab. Ltd | OPD
3231 | NTPHC Raipur | Cutters, Syringe/Needle (Syringe cutter) | Microsil | LAB
3232 | NTPHC Raipur Satwari | Scales, Adult, Floor,Mechanical (Adult floor Mechanical Weighing machine) | Camry | MCH SECTION
3233 | NTPHC Raipur Satwari | Sphygmomanometers, Mercury (Mercury BP Machine) | NA | MCH SECTION
3234 | NTPHC Raipur Satwari | Cutters, Syringe/Needle (Syringe cutter) | Microsil | MCH SECTION
3235 | NTPHC Raipur Satwari | Sphygmomanometers, Aneroid(Aneroid BP Machine) | Vital | 1st floor-Mch
3236 | NTPHC Raipur Satwari | Sphygmomanometers, Mercury (Mercury BP Machine) | NA | MCH SECTION
3237 | NTPHC Raipur Satwari | Sphygmomanometers, Aneriod(Aneroid BP Machine) | NA | MCH SECTION
3238 | NTPHC Raipur Satwari | Sterilizing Units(Instrument Sterilizer) | NA | MCH SECTION
3239 | NTPHC Salehar | Scales, Adult, Floor,Mechanical (Adult floor Mechanical Weighing machine) | NA | MEDICINE/GROUND FLOOR
3240 | NTPHC Salehar | Refrigerators, Ice Lined-70L ( 70L ILR ) | Vestfrost | MCG Section
3241 | NTPHC Salehar | Sterilizing Units(Instrument Sterilizer) | Atlas surgical company | MCG Section
3242 | NTPHC Salehar | Cutters, Syringe/Needle (Syringe cutter) | Microsil | MCG Section
3243 | NTPHC Salehar | Lights, Surgical, Mobile Halogen (Halogen Mobile OT Light) | NA | STORE/GROUND FLOOR
3244 | NTPHC Salehar | Cutters, Syringe/Needle (Syringe cutter) | Microsil | MCG Section
3245 | NTPHC Salehar | Sphygmomanometers, Electronic (Electronic BP Machine) | BPL | MCG Section
3246 | NTPHC Salehar | Sphygmomanometers, Mercury (Mercury BP Machine) | Crystal Care | MCG Section
3247 | NTPHC Salehar | Sphygmomanometers, Mercury (Mercury BP Machine) | Crystal Care | MCG Section
3248 | NTPHC Salehar | Cutters, Syringe/Needle (Syringe cutter) | Microsil | STORE/GROUND FLOOR
3249 | NTPHC Salehar | Cutters, Syringe/Needle (Syringe cutter) | Life care | MCG Section
3250 | NTPHC Salehar | Cutters, Syringe/Needle (Syringe cutter) | Microsil | MCG Section
3251 | NTPHC Salehar | Cutters, Syringe/Needle (Syringe cutter) | Microsil | MCG Section
3252 | NTPHC Salehar | Scales, Adult, Floor,Mechanical (Adult floor Mechanical Weighing machine) | Kohinoor | MCG Section
3253 | NTPHC Salehar | Freezers Vaccine-120 L (120L -Vaccine Freezer) | Haier | MCG Section
3254 | NTPHC Salehar | Oxygen Concentrators (Oxygen Concentrator) | Devilbiss Healthcare | MCG Section
3255 | NTPHC Salehar | Freezers Vaccine-120 L (120L -Vaccine Freezer) | Vestfrost | STORE/GROUND FLOOR
3256 | NTPHC Salehar | Chairs, Examination/Treatment, Dentistry (Dental Chair) | NA | STORE/MEDICINE
3257 | NTPHC Salehar | Cutters, Syringe/Needle (Syringe cutter) | NA | MCG Section
3258 | NTPHC Sidhra | Sphygmomanometers, Mercury (Mercury BP Machine) | NA | IMMUNISATION
3259 | NTPHC Sidhra | Freezers Vaccine-120 L (120L -Vaccine Freezer) | Haier | IMMUNISATION
3260 | NTPHC Sidhra | Refrigerators, Ice Lined-150L ( 150L ILR ) | Vestfrost | IMMUNISATION
3261 | NTPHC Sidhra | Sphygmomanometers, Electronic (Electronic BP Machine) | Morepen lab. Ltd | IMMUNISATION
3262 | NTPHC Sidhra | Sterilizing Units(Instrument Sterilizer) | NA | Opd
3263 | NTPHC Sidhra | Scales, Adult, Floor,Mechanical (Adult floor Mechanical Weighing machine) | Ramon Surgical Company | Opd
3264 | NTPHC Sidhra | Scales, Infant, Mechanical (Infant wieghing machine) | Crown | IMMUNISATION
3265 | NTPHC TACHERWAN | Scales, Adult, Floor,Mechanical (Adult floor Mechanical Weighing machine) | Samso | GENERAL OPD
3266 | NTPHC TACHERWAN | Scales, Patient, Floor, Adult,Digital(Digital Weighing Machine | Morepen lab. Ltd | GENERAL OPD
3267 | NTPHC TACHERWAN | Sphygmomanometers, Electronic (Electronic BP Machine) | Morepen lab. Ltd | GENERAL OPD
3268 | NTPHC TACHERWAN | Sphygmomanometers, Electronic (Electronic BP Machine) | Morepen lab. Ltd | GENERAL OPD
3269 | NTPHC Toph | Refrigerators, Ice Lined-150L ( 150L ILR ) | Godrej | Ground Floor- Immunization
3270 | NTPHC Toph | Scales, Adult, Floor,Mechanical (Adult floor Mechanical Weighing machine) | Kohinoor | IMMUNIZATION
3271 | NTPHC Toph | Sphygmomanometers, Electronic (Electronic BP Machine) | Mehar | IMMUNIZATION
3272 | NTPHC Toph | Sterilizing Units(Instrument Sterilizer) | Max Life | LAB
3273 | NTPHC Toph | Cutters, Syringe/Needle (Syringe cutter) | Microsil | IMMUNIZATION
3274 | NTPHC Toph | Sphygmomanometers, Mercury (Mercury BP Machine) | Accusure | IMMUNIZATION
3275 | NTPHC Toph | Refrigerators, Ice Lined-70L ( 70L ILR ) | Vestfrost | IMMUNIZATION
3276 | NTPHC Toph | Refrigerators, Laboratory (Lab refrigerator) | Godrej | LAB
3277 | NTPHC Toph | Sphygmomanometers, Mercury (Mercury BP Machine) | Namatt | IMMUNIZATION
3278 | NTPHC Toph | Cutters, Syringe/Needle (Syringe cutter) | Sai Plus | LAB
3279 | NTPHC Toph | Sphygmomanometers, Mercury (Mercury BP Machine) | NA | Immunization
3280 | NTPHC Toph | Cutters, Syringe/Needle (Syringe cutter) | Master care | IMMUNIZATION
3281 | NTPHC Toph | Scales, Adult, Floor,Mechanical (Adult floor Mechanical Weighing machine) | Prestige | IMMUNIZATION
3282 | NTPHC Toph | Scales, Adult, Floor,Mechanical (Adult floor Mechanical Weighing machine) | NA | IMMUNIZATION
3283 | NTPHC Toph | Oxygen Concentrators (Oxygen Concentrator) | Microtek | OPD GROUND FLOOR
3284 | Pallanwala PHC | Scales, Adult, Floor,Mechanical (Adult floor Mechanical Weighing machine) | Crown | LABOUR ROOM
3285 | Pallanwala PHC | Sphygmomanometers, Mercury (Mercury BP Machine) | Namatt | OPD
3286 | Pallanwala PHC | Analyzers, Laboratory, Body Fluids, Electrolyte, Coulometric (Colorimeter) | Labtronics | GENERAL LAB
3287 | Pallanwala PHC | Sterilizing Units(Instrument Sterilizer) | Atlas surgical company | OPD
3288 | Pallanwala PHC | Sphygmomanometers, Mercury (Mercury BP Machine) | Namatt | OPD
3289 | Pallanwala PHC | Sphygmomanometers, Mercury (Mercury BP Machine) | Namatt | OPD
3290 | Pallanwala PHC | Sterilizing Units(Instrument Sterilizer) | NA | Ground Floor-Emergency Ward Store
3291 | Pallanwala PHC | Cutters, Syringe/Needle (Syringe cutter) | Microsil | Store
3292 | Pallanwala PHC | Cutters, Syringe/Needle (Syringe cutter) | Microsil | Store
3293 | Pallanwala PHC | Cutters, Syringe/Needle (Syringe cutter) | Microsil | Store
3294 | Pallanwala PHC | Oxygen Concentrators (Oxygen Concentrator) | Microtek Technology | Store
3295 | Pallanwala PHC | Oxygen Concentrators (Oxygen Concentrator) | Longfian Scitech Co. Ltd | Store
3296 | Pallanwala PHC | Oxygen Concentrators (Oxygen Concentrator) | Longfaian Scitech Co Ltd | Genral Ward/Ground Floor
3297 | Pallanwala PHC | Cutters, Syringe/Needle (Syringe cutter) | Microsil | Store
3298 | Pallanwala PHC | Cutters, Syringe/Needle (Syringe cutter) | Microsil | Store
3299 | Pallanwala PHC | Cutters, Syringe/Needle (Syringe cutter) | Microsil | Store
3300 | Pallanwala PHC | Cutters, Syringe/Needle (Syringe cutter) | Microsil | General OPD-Ground Floor
3301 | Pallanwala PHC | Cutters, Syringe/Needle (Syringe cutter) | Microsil | Store
3302 | Pallanwala PHC | Cutters, Syringe/Needle (Syringe cutter) | Microsil | ground floor-store
3303 | Pallanwala PHC | Oxygen Concentrators (Oxygen Concentrator) | Longfian Scitech Co. Ltd | Store
3304 | Pallanwala PHC | Refrigerators, Ice Lined-70L ( 70L ILR ) | Vestfrost | Store
3305 | Pallanwala PHC | Oxygen Concentrators (Oxygen Concentrator) | LONGFIAN SCITECH CO.LTD | GENRAL WARD, GROUND FLOOR
3306 | Pallanwala PHC | Sphygmomanometers, Mercury (Mercury BP Machine) | Namatt | OPD
3307 | Pallanwala PHC | Sphygmomanometers, Mercury (Mercury BP Machine) | NA | OPD
3308 | Pallanwala PHC | Nebulizers, Nonheated (Nebulizer) | MCP | DISPANCERY
3309 | Pallanwala PHC | Sphygmomanometers, Mercury (Mercury BP Machine) | Namatt | OPD
3310 | Pallanwala PHC | Oxygen Concentrators (Oxygen Concentrator) | LONGFIAN SCITECH CO.LTD | General Ward
3311 | Pallanwala PHC | Sterilizing Units(Instrument Sterilizer) | Atlas surgical company | DENTAL SECTION
3312 | Pallanwala PHC | Oxygen Concentrators (Oxygen Concentrator) | LONGFIAN SCITECH CO.LTD | General Ward
3313 | Pallanwala PHC | Cutters, Syringe/Needle (Syringe cutter) | Microsil | DISPANCERY
3314 | Pallanwala PHC | Sterilizing Units(Instrument Sterilizer) | Atlas surgical company | LABOUR ROOM
3315 | Pallanwala PHC | Nebulizers, Nonheated (Nebulizer) | piston | WARD
3316 | Pallanwala PHC | Sterilizing Units(Instrument Sterilizer) | NA | OPD
3317 | Pallanwala PHC | Sterilizing Units(Instrument Sterilizer) | NA | Store
3318 | Pallanwala PHC | Microscopes, Light, Laboratory (Binocular Microscope) | Radical | GENERAL LAB
3319 | Pallanwala PHC | Sterilizing Units(Instrument Sterilizer) | NA | OPD
3320 | Pallanwala PHC | Chairs, Examination/Treatment, Dentistry (Dental Chair) | NA | DENTAL SECTION
3321 | Pallanwala PHC | Microscopes, Light, Laboratory (Binocular Microscope) | Ajay optik India | OPD
3322 | Pallanwala PHC | Sphygmomanometers, Mercury (Mercury BP Machine) | NA | OPD
3323 | Pallanwala PHC | Sphygmomanometers, Aneriod(Aneroid BP Machine) | Bio-plus | GENRAL WARD, GROUND FLOOR
3324 | Pallanwala PHC | Sphygmomanometers, Aneriod(Aneroid BP Machine) | Bio Plus | General OPD-Ground Floor
3325 | Pallanwala PHC | Sphygmomanometers, Mercury (Mercury BP Machine) | NA | OPD
3326 | Pallanwala PHC | Sphygmomanometers, Mercury (Mercury BP Machine) | Namatt | OPD
3327 | Pallanwala PHC | Sphygmomanometers, Mercury (Mercury BP Machine) | NA | OPD
3328 | Pallanwala PHC | Sphygmomanometers, Mercury (Mercury BP Machine) | NA | OPD
3329 | Pallanwala PHC | Sphygmomanometers, Mercury (Mercury BP Machine) | NA | OPD
3330 | Pallanwala PHC | Sphygmomanometers, Mercury (Mercury BP Machine) | NA | OPD
3331 | Pallanwala PHC | Sphygmomanometers, Mercury (Mercury BP Machine) | NA | OPD
3332 | Pallanwala PHC | Centrifuges, Tabletop (Centrifuge) | NA | GENERAL LAB
3333 | Pallanwala PHC | Centrifuges, Tabletop (Centrifuge) | Laby Instruments | GENERAL LAB
3334 | Pallanwala PHC | Freezers Vaccine-280 L (280 L -Vaccine Freezer) | Vestfrost | OPD
3335 | Pallanwala PHC | Refrigerators, Ice Lined-70L ( 70L ILR ) | Haier | OPD
3336 | Pallanwala PHC | Refrigerators, Laboratory (Lab refrigerator) | Whirlpool | GENERAL LAB
3337 | Pallanwala PHC | Incubators, Test Tube (Lab Incubator) | Nutronics | GENERAL LAB
3338 | Pallanwala PHC | Oxygen Concentrators (Oxygen Concentrator) | Ess Pee Enterprises | Store
3339 | Pallanwala PHC | Oxygen Concentrators (Oxygen Concentrator) | Ess Pee Enterprises | Store
3340 | Pallanwala PHC | Warming Units, Patient, Radiant, Infant (Radiant Warmer) | Neocare | OPD
3341 | Pallanwala PHC | Oxygen Concentrators (Oxygen Concentrator) | Ess Pee Enterprises | Store
3342 | Pallanwala PHC | Oxygen Concentrators (Oxygen Concentrator) | Longfian Scitech Co. Ltd | Store
3343 | Pallanwala PHC | Oxygen Concentrators (Oxygen Concentrator) | Ess Pee Enterprises | Store
3344 | Pallanwala PHC | Oxygen Concentrators (Oxygen Concentrator) | Ess Pee Enterprises | Store
3345 | Pallanwala PHC | Lights, Surgical, 1 Dome, Halogen (1 Dome Halogen OT Light) | Vrko India | OPD
3346 | Pallanwala PHC | Phototherapy Units, Ultraviolet,CFL (CFL Infant Phototherapy) | Jain surgical trader pvt. Ltd. | OPD
3347 | Pallanwala PHC | Aspirators (Suction Machine) | Anand surgical industries | OPD
3348 | Pallanwala PHC | Aspirators (Suction Machine) | Jain surgical trader pvt. Ltd. | OPD
3349 | Pallanwala PHC | Radiographic Units, Dental, Extraoral (Dental X Ray) | Platinum rays | DENTAL SECTION
3350 | Pallanwala PHC | Analyzers, Laboratory, Hematology, Hemoglobin (HB Analyzer) | Hemocue | GENERAL LAB
3351 | Pallanwala PHC | Scanning Systems, Ultrasonic, General-Purpose ( Ultrasound Scanner ) | Toshiba | LABOUR ROOM
3352 | Pargwal, Pallanwala PHC | Radiographic Units, Mobile (Mobile X Ray -60 mA) | Allengers | RADIOLOGY
3353 | Pargwal, Pallanwala PHC | Aspirators (Suction Machine) | NA | LABOUR ROOM
3354 | Pargwal, Pallanwala PHC | Aspirators (Suction Machine) | Anand surgical industries | OPD
3355 | Pargwal, Pallanwala PHC | Phototherapy Units, Ultraviolet,CFL (CFL Infant Phototherapy) | NA | LABOUR ROOM
3356 | Pargwal, Pallanwala PHC | Sterilizing Units(Instrument Sterilizer) | NA | LABOUR ROOM
3357 | Pargwal, Pallanwala PHC | Oxygen Concentrators (Oxygen Concentrator) | Hemodiaz Life Science Pvt Ltd | DISPANCERY
3358 | Pargwal, Pallanwala PHC | Lights, Surgical, 1 Dome, Halogen (1 Dome Halogen OT Light) | NA | OPD
3359 | Pargwal, Pallanwala PHC | Refrigerators, Ice Lined-70L ( 70L ILR ) | Haier | IMMUNIZATION SECTION
3360 | Pargwal, Pallanwala PHC | Freezers Vaccine-120 L (120L -Vaccine Freezer) | Haier | IMMUNIZATION SECTION
3361 | Pargwal, Pallanwala PHC | Centrifuges, Tabletop (Centrifuge) | NA | GENERAL LAB
3362 | Pargwal, Pallanwala PHC | Microscopes, Light, Laboratory (Binocular Microscope) | NA | GENERAL LAB
3363 | Pargwal, Pallanwala PHC | Sphygmomanometers, Mercury (Mercury BP Machine) | Profact | OPD
3364 | Pargwal, Pallanwala PHC | Sphygmomanometers, Mercury (Mercury BP Machine) | NA | OPD
3365 | Pargwal, Pallanwala PHC | Sphygmomanometers, Mercury (Mercury BP Machine) | NA | OPD
3366 | Pargwal, Pallanwala PHC | Sphygmomanometers, Mercury (Mercury BP Machine) | NA | OPD
3367 | Pargwal, Pallanwala PHC | Scales, Adult, Floor,Mechanical (Adult floor Mechanical Weighing machine) | Crown | IMMUNIZATION SECTION
3368 | Pargwal, Pallanwala PHC | Sphygmomanometers, Mercury (Mercury BP Machine) | NA | OPD
3369 | Pargwal, Pallanwala PHC | Cutters, Syringe/Needle (Syringe cutter) | Microsil | IMMUNIZATION SECTION
3370 | Pargwal, Pallanwala PHC | Sterilizing Units(Instrument Sterilizer) | NA | OPD
3371 | Pargwal, Pallanwala PHC | Sterilizing Units(Instrument Sterilizer) | NA | DENTAL SECTION
3372 | Pargwal, Pallanwala PHC | Chairs, Examination/Treatment, Dentistry (Dental Chair) | Suz- dent India Pvt Ltd | DENTAL SECTION
3373 | Pargwal, Pallanwala PHC | Microscopes, Light, Laboratory (Binocular Microscope) | Ajay optik India | OPD
3374 | Pargwal, Pallanwala PHC | Microscopes, Light, Laboratory (Binocular Microscope) | Ajay optik India | OPD
3375 | Pargwal, Pallanwala PHC | Scales, Adult, Floor,Mechanical (Adult floor Mechanical Weighing machine) | Crown | LABOUR ROOM
3376 | Pargwal, Pallanwala PHC | Cutters, Syringe/Needle (Syringe cutter) | Microsil | DISPANCERY
3377 | Pargwal, Pallanwala PHC | Microscopes, Light, Laboratory (Binocular Microscope) | Ajay optik India | OPD
3378 | Pargwal, Pallanwala PHC | Microscopes, Light, Laboratory (Binocular Microscope) | Ajay optik India | OPD
3379 | Pargwal, Pallanwala PHC | Sphygmomanometers, Mercury (Mercury BP Machine) | NA | OPD
3380 | Pargwal, Pallanwala PHC | Sphygmomanometers, Mercury (Mercury BP Machine) | Profact | OPD
3381 | Pargwal, Pallanwala PHC | Sphygmomanometers, Mercury (Mercury BP Machine) | NA | OPD
3382 | Pargwal, Pallanwala PHC | Sphygmomanometers, Mercury (Mercury BP Machine) | NA | OPD
3383 | Pargwal, Pallanwala PHC | Sphygmomanometers, Mercury (Mercury BP Machine) | NA | OPD
3384 | Pargwal, Pallanwala PHC | Sphygmomanometers, Mercury (Mercury BP Machine) | NA | OPD
3385 | Pargwal, Pallanwala PHC | Sphygmomanometers, Mercury (Mercury BP Machine) | NA | OPD
3386 | Pargwal, Pallanwala PHC | Analyzers, Laboratory, Body Fluids, Electrolyte, Coulometric (Colorimeter) | Labtronics | GENERAL LAB
3387 | RS Pura CHC | Anesthesia Units Work Station (Anesthesia work station) | Avasarala technologies ltd | OT
3388 | RS Pura CHC | Warming Units, Patient, Radiant, Infant (Radiant Warmer) | NA | OT
3389 | RS Pura CHC | Scanning system, ultrasonic, general purpose, color Doppler (Color Doppler) | Esaote | Ground Floor - Ultrasound Room
3390 | RS Pura CHC | Tables, Operating Electrical (OT Table Electrical) | Confident dental equipment | Ot 2nd floor
3391 | RS Pura CHC | Monitoring Systems, Physiologic with 7 Parameters (7 Para Patient Monitor) | MBS INDIA | Ot 2nd floor
3392 | RS Pura CHC | Refrigerators, Laboratory (Lab refrigerator) | LLOYD | 1st Floor- Labour Room
3393 | RS Pura CHC | Scales, Infant, Mechanical (Infant wieghing machine) | NA | LABOUR ROOM/GROUND FLOOR
3394 | RS Pura CHC | Radiographic/Fluoroscopic Systems, General-Purpose -300 mA (General X Ray - 300mA) | Gme | G. Floor - X-Ray
3395 | RS Pura CHC | Sterilizing Units Glass Bead (Glass bead Sterilizer) | Confident dental equipment | Dental
3396 | RS Pura CHC | Refrigerators, Laboratory (Lab refrigerator) | NA | Lab
3397 | RS Pura CHC | Radiographic Units, Dental, Extraoral (Dental X Ray) | Confident dental equipment | Dental
3398 | RS Pura CHC | Cutters, Syringe/Needle (Syringe cutter) | Microsil | Emergency Ward
3399 | RS Pura CHC | Analyzers, Laboratory, Hematology, Cell Counting, Automated, 3 Part ( 3part blood Cell Counter) | Horiba Medical | LAB / GROUND FLOOR
3400 | RS Pura CHC | Sterilizing Units, Ultraviolet ( UV Chamber) | Bestodent India Pvt. Ltd | Dental Dept
3401 | RS Pura CHC | Tables, Operating Electrical (OT Table Electrical) | Staan biomedical engineering p | OT
3402 | RS Pura CHC | Oxygen Concentrators (Oxygen Concentrator) | Longfian Scitech Co. Ltd | Emergency ward
3403 | RS Pura CHC | Lights, Surgical, 1 Dome, Halogen (1 Dome Halogen OT Light) | Technomed | LABOUR ROOM/GROUND FLOOR
3404 | RS Pura CHC | Warming Units, Patient, Radiant, Infant (Radiant Warmer) | Neotech Medical pvt.ltd | OT
3405 | RS Pura CHC | Aspirators (Suction Machine) | Esteem industries | OT
3406 | RS Pura CHC | Aspirators (Suction Machine) | NA | OT
3407 | RS Pura CHC | Monitoring Systems, Physiologic with 5 Parameters (5 Para Patient Monitor) | Allied medical | OT
3408 | RS Pura CHC | Sterilizing Units, Steam (Autoclave Vertical) | Esteem industries | OT
3409 | RS Pura CHC | Refrigerators, Laboratory (Lab refrigerator) | Samsung | Central Lab/Ground Floor
3410 | RS Pura CHC | Sphygmomanometers, Electronic (Electronic BP Machine) | Pagoda | CASUALITY (EMERGENCY)
3411 | RS Pura CHC | Sterilizing Units, Steam, B- Type ( B Type Autoclave ) | Confident dental equipment | Dental/Ground Floor
3412 | RS Pura CHC | Fumigation Unit (Fumigation Machine) | ULV FOGGER | OT/Second Floor
3413 | RS Pura CHC | Analyzers, Laboratory, Hematology, Hemoglobin (HB Analyzer) | Hemocue | Lab
3414 | RS Pura CHC | Electrocardiographs, Three-Channel ( 3 Channel ECG) | SHENZEN UNICARE ELECTRONIC | ECG section
3415 | RS Pura CHC | Oxygen Concentrators (Oxygen Concentrator) | BPL | Emergency 2
3416 | RS Pura CHC | Refrigerators, Ice Lined-200L ( 200L ILR ) | Vestfrost | MCH
3417 | RS Pura CHC | Warming Units, Patient, Radiant, Infant (Radiant Warmer) | NEOTECH | 1st Floor- Labour Room
3418 | RS Pura CHC | Warming Units, Patient, Radiant, Infant (Radiant Warmer) | NEOTECH | 1st Floor- Labour Room
3419 | RS Pura CHC | Phototherapy Units, Ultraviolet, LED,(LED Infant Phototherapy) | AVI Healthcare Pvt. Ltd | 1st Floor- Labour Room
3420 | RS Pura CHC | Cutters, Syringe/Needle (Syringe cutter) | Microsil | Labour room
3421 | RS Pura CHC | Cutters, Syringe/Needle (Syringe cutter) | NA | OPD
3422 | RS Pura CHC | Refrigerators, Ice Lined-150L ( 150L ILR ) | Godrej | MCH
3423 | RS Pura CHC | Refrigerators, Ice Lined-150L ( 150L ILR ) | Vestfrost | MCH
3424 | RS Pura CHC | Tables, Operating Hydraulic (OT Table Hydraulic) | GALAXY INDIA | OT
3425 | RS Pura CHC | Warming Units, Patient, Radiant, Infant (Radiant Warmer) | NEOTECH | 1st Floor - Labour Room
3426 | RS Pura CHC | Phototherapy Units, Ultraviolet, LED,(LED Infant Phototherapy) | AVI Healthcare Pvt. Ltd | 1st Floor- Labour Room
3427 | RS Pura CHC | Phototherapy Units, Ultraviolet, LED,(LED Infant Phototherapy) | AVI Healthcare Pvt. Ltd | 1st Floor- Labour Room
3428 | RS Pura CHC | Warming Units, Patient, Radiant, Infant (Radiant Warmer) | NEOTECH | 1st Floor- Labour Room
3429 | RS Pura CHC | Monitoring Systems, Physiologic with 5 Parameters (5 Para Patient Monitor) | Contec | 1st Floor- Labour Room
3430 | RS Pura CHC | Oxygen Concentrators (Oxygen Concentrator) | MEDOXY | 2nd Floor-Covid Ward
3431 | RS Pura CHC | Warming Units, Patient, Radiant, Infant (Radiant Warmer) | NEOTECH | 1st Floor- Labour Room
3432 | RS Pura CHC | Warming Units, Patient, Radiant, Infant (Radiant Warmer) | NEOTECH | 1st Floor- Labour Room
3433 | RS Pura CHC | Phototherapy Units, Ultraviolet, LED,(LED Infant Phototherapy) | AVI Healthcare Pvt. Ltd | 1st Floor- Labour Room
3434 | RS Pura CHC | Warming Units, Patient, Radiant, Infant (Radiant Warmer) | NEOTECH | 1st Floor- Labour Room
3435 | RS Pura CHC | Warming Units, Patient, Radiant, Infant (Radiant Warmer) | NEOTECH | 1st Floor- Labour Room
3436 | RS Pura CHC | Oxygen Concentrators (Oxygen Concentrator) | LONGFIAN SCITECH CO.LTD | 2nd Floor-Covid Ward
3437 | RS Pura CHC | Oxygen Concentrators (Oxygen Concentrator) | LONGFIAN SCITECH CO.LTD | 1st Floor-Covid ward
3438 | RS Pura CHC | Oxygen Concentrators (Oxygen Concentrator) | LONGFIAN SCITECH CO.LTD | 2nd Floor-Covid Ward
3439 | RS Pura CHC | Cast Cutters, Electric ( Plaster Cutter ) | Oscimed ergo | OT General
3440 | RS Pura CHC | Cutters, Syringe/Needle (Syringe cutter) | Microsil | Emergency Ward
3441 | RS Pura CHC | Centrifuges, Tabletop (Centrifuge) | NA | Lab
3442 | RS Pura CHC | Freezer Dead Body(Dead Body Freezer) | SK Scientific and Surgicals | Ground Floor - Mortuary Room
3443 | RS Pura CHC | Warming Units, Patient, Radiant, Infant (Radiant Warmer) | Neotech Medical pvt.ltd | Labour room
3444 | RS Pura CHC | Nebulizers, Nonheated (Nebulizer) | DR TRUST | Emergency Ward
3445 | RS Pura CHC | Nebulizers, Nonheated (Nebulizer) | Entero Healthcare Solution | Emergency 2
3446 | RS Pura CHC | Ophthalmoscopes (Ophthalmoscopes) | Heine | OPD
3447 | RS Pura CHC | Sphygmomanometers, Electronic (Electronic BP Machine) | Morepen lab. Ltd | Emergency Ward
3448 | RS Pura CHC | Ventilator Intensive care ( PM CARE ) | Bharat Electronics Ltd | 2nd Floor-Covid Ward
3449 | RS Pura CHC | Oxygen Concentrators (Oxygen Concentrator) | MEDOXY | Emergency ward
3450 | RS Pura CHC | Lights, Dental, Intraoral ( Light Cure Unit ) | Waldent | DENTAL SECTION GROUND FLOOR
3451 | RS Pura CHC | Cutters, Syringe/Needle (Syringe cutter) | Microsil | OT
3452 | RS Pura CHC | Electrosurgical Units (Cautery Machine) | Xceilance medical technology | OT
3453 | RS Pura CHC | Aspirators, Foot (Foot Suction) | Esteem industries | Emergency 2
3454 | RS Pura CHC | Defibrillators, External, Manual (Defibrillator) | Mediana | Labour room
3455 | RS Pura CHC | Sterilizing Units, Steam (Autoclave Vertical) | NA | OT
3456 | RS Pura CHC | Oxygen Concentrators (Oxygen Concentrator) | Longfian Scitech Co. Ltd | Labour room
3457 | RS Pura CHC | Sterilizing Units(Instrument Sterilizer) | NA | LABOUR ROOM/GROUND FLOOR
3458 | RS Pura CHC | Scanning systems, ultrasonic, Portable (Portable ultrasound Scanner) | BPL | OPD
3459 | RS Pura CHC | Analyzers, Laboratory, Urine, Semiautomated ( Semi Auto Urine Analyzer) | Siemens | Lab
3460 | RS Pura CHC | Anesthesia Units, Boyles (Boyles Apparatus) | NA | OT
3461 | RS Pura CHC | Anesthesia Units, Boyles (Boyles Apparatus) | Boc India Ltd | OT
3462 | RS Pura CHC | Oxygen Concentrators (Oxygen Concentrator) | BPL | ICU
3463 | RS Pura CHC | Oxygen Concentrators (Oxygen Concentrator) | BPL | ICU
3464 | RS Pura CHC | Oxygen Concentrators (Oxygen Concentrator) | LONGFIAN SCITECH CO.LTD | 2nd Floor-Covid Ward
3465 | RS Pura CHC | Sterilizing Units(Instrument Sterilizer) | NA | Dental
3466 | RS Pura CHC | Oxygen Concentrators (Oxygen Concentrator) | BPL | Emergency Ward
3467 | RS Pura CHC | Lights, Surgical - 2 Dome - LED(2 Dome LED Surgical OT Light) | Cognate India | OT
3468 | RS Pura CHC | Warming Units, Patient, Radiant, Infant (Radiant Warmer) | NA | OT
3469 | RS Pura CHC | Incubators, Test Tube (Lab Incubator) | Tempstar | Lab
3470 | RS Pura CHC | Baths, Water, Laboratory (Water Bath) | NA | Lab
3471 | RS Pura CHC | Refrigerators, Laboratory (Lab refrigerator) | Whirlpool | Lab
3472 | RS Pura CHC | Oximeters, Pulse, tabletop(Tabletop Pulse Oximeter) | Riransa Inc. Heath care P.ltd | OT
3473 | RS Pura CHC | Oxygen Concentrators (Oxygen Concentrator) | Longfian Scitech Co. Ltd | OT
3474 | RS Pura CHC | Electrocardiographs, Three-Channel ( 3 Channel ECG) | BPL | OPD
3475 | RS Pura CHC | Electrocardiographs, Single-Channel ( Single Channel ECG ) | BPL | OPD
3476 | RS Pura CHC | Electrocardiographs, Single-Channel ( Single Channel ECG ) | BPL | Emergency Ward
3477 | RS Pura CHC | Freezers Vaccine-120 L (120L -Vaccine Freezer) | Haier | MCH
3478 | RS Pura CHC | Freezers Vaccine-120 L (120L -Vaccine Freezer) | Haier | MCH
3479 | RS Pura CHC | Electrosurgical Units (Cautery Machine) | Medichem Electronics | OT
3480 | RS Pura CHC | Sterilizing Units, Steam,Horizontal (Autoclave Horizontal) | NAT Steel | Ot 2nd floor
3481 | RS Pura CHC | Sterilizing Units, Steam,Horizontal (Autoclave Horizontal) | NAT Steel | Ot 2nd floor
3482 | RS Pura CHC | Sterilizing Units, Steam (Autoclave Vertical) | NA | OT
3483 | RS Pura CHC | Lights, Surgical, 2 Dome, Halogen (2 Dome Halogen OT Light) | Confident dental equipment | OT
3484 | RS Pura CHC | Scales, Adult, Floor,Mechanical (Adult floor Mechanical Weighing machine) | Crown | OPD
3485 | RS Pura CHC | Oxygen Concentrators (Oxygen Concentrator) | BPL | ICU
3486 | RS Pura CHC | Sterilizing Units, Steam (Autoclave Vertical) | NA | OT
3487 | RS Pura CHC | Sterilizing Units, Steam (Autoclave Vertical) | NA | OT
3488 | RS Pura CHC | Microscopes, Light, Operating (Operating Microscope) | Bino Scientific | OT
3489 | RS Pura CHC | Nebulizers, Nonheated (Nebulizer) | Meditive | Emergency Ward
3490 | RS Pura CHC | Aspirators (Suction Machine) | NA | LABOUR ROOM/GROUND FLOOR
3491 | RS Pura CHC | Chairs, Examination/Treatment, Dentistry (Dental Chair) | Confident Dental Equipment Ltd | DENTAL SECTION
3492 | RS Pura CHC | Microscopes, Light, Laboratory (Binocular Microscope) | MLW Intermed Germany | Lab
3493 | RS Pura CHC | Monitoring Systems, Physiologic with 5 Parameters (5 Para Patient Monitor) | Contec Medical System | OT
3494 | RS Pura CHC | Sphygmomanometers, Aneroid(Aneroid BP Machine) | Vital | 1ST FLOOR LABOUR ROOM
3495 | RS Pura CHC | Defibrillators, External, Manual (Defibrillator) | Mediana | OT
3496 | RS Pura CHC | Microscopes, Light, Laboratory (Binocular Microscope) | Olympus India Pvt Ltd | Lab
3497 | RS Pura CHC | Cutters, Syringe/Needle (Syringe cutter) | Microsil | Ground - Mch
3498 | RS Pura CHC | Cutters, Syringe/Needle (Syringe cutter) | Microsil | Ground - Mch
3499 | RS Pura CHC | Microscopes, Light, Laboratory (Binocular Microscope) | MLW Intermed Germany | Lab
3500 | RS Pura CHC | Cutters, Syringe/Needle (Syringe cutter) | Esteem industries | Dental
3501 | RS Pura CHC | Cutters, Syringe/Needle (Syringe cutter) | NA | Lab
3502 | RS Pura CHC | Sterilizing Units(Instrument Sterilizer) | NA | Emergency Ward
3503 | RS Pura CHC | Analyzers, Laboratory, Hematology, Hemoglobin (HB Analyzer) | Hemocue | Lab
3504 | RS Pura CHC | Analyzers, Laboratory, Clinical chemistry, Manual (Semi auto analyzer) | Labsystems Diagnostics | LABORATORY
3505 | RS Pura CHC | Analyzers, Laboratory, Hematology, WBC, Point of care(5 Part WBC Point of care) | Hemocue | Lab
3506 | RS Pura CHC | Aspirators (Suction Machine) | Anand surgical industries | LABOUR ROOM/GROUND FLOOR
3507 | RS Pura CHC | Microscopes, Light, Laboratory (Binocular Microscope) | Labovision | Lab
3508 | RS Pura CHC | Aspirators (Suction Machine) | NA | Emergency 2
3509 | RS Pura CHC | Light Sources, Fiberoptic (Light Source) | Divine Meditech pvt ltd | OT
3510 | RS Pura CHC | Chairs, Examination/Treatment, Dentistry (Dental Chair) | NA | Dental
3511 | RS Pura CHC | Analyzers, Laboratory, Body Fluids, Electrolyte, Coulometric (Colorimeter) | NA | Central Lab/Ground Floor
3512 | RS Pura CHC | Sterilizing Units(Instrument Sterilizer) | NA | Emergency
3513 | RS Pura CHC | View Boxes, X-Ray (X ray Film viewer) | NA | RADIOLOGY
3514 | RS Pura CHC | View Boxes, X-Ray (X ray Film viewer) | NA | OPD
3515 | RS Pura CHC | Oxygen Concentrators (Oxygen Concentrator) | BPL | OT
3516 | RS Pura CHC | Oxygen Concentrators (Oxygen Concentrator) | BPL | ICU
3517 | RS Pura CHC | Sterilizing Units, Steam (Autoclave Vertical) | NA | OT
3518 | RS Pura CHC | Tables, Operating Electrical (OT Table Electrical) | NA | OT
3519 | RS Pura CHC | Scales, Adult, Floor,Mechanical (Adult floor Mechanical Weighing machine) | Kohinoor | OPD
3520 | RS Pura CHC | Oxygen Concentrators (Oxygen Concentrator) | Longfian Scitech Co. Ltd | EMERGENCY WARD / GROUND FLOOR
3521 | RS Pura CHC | Ventilator Intensive care ( PM CARE ) | Bharat Electronics Ltd | Emergency 2
3522 | RS Pura CHC | Sphygmomanometers, Aneroid(Aneroid BP Machine) | Longlife | GYANE OPD
3523 | RS Pura CHC | Intraoral RVG Sensor | Dentsply Sirona | Dental Section
3524 | RS Pura CHC | Ventilator Intensive care ( PM CARE ) | Bharat Electronics Ltd. | 2nd Floor-Covid Ward
3525 | RS Pura CHC | Ventilator Intensive care ( PM CARE ) | Bharat Electronics Ltd | 2nd Floor-Covid Ward
3526 | RS Pura CHC | Ventilator Intensive care ( PM CARE ) | Bharat Electronics Ltd. | 2nd Floor-Covid Ward
3527 | RS Pura CHC | Ventilator Intensive care ( PM CARE ) | Bharat Electronics Ltd | 2nd Floor-Covid Ward
3528 | RS Pura CHC | Ventilator Intensive care ( PM CARE ) | Bharat Electronics Ltd. | 2nd Floor-Covid Ward
3529 | RS Pura CHC | Anesthesia Units Work Station (Anesthesia work station) | Avasarala technologies ltd | OT
3530 | Rajiv Gandhi Hospital CHC | Radiographic Units, Dental, Extraoral (Dental X Ray) | Platinum rays | Dental Section
3531 | Rajiv Gandhi Hospital CHC | Sterilizing Units(Instrument Sterilizer) | NA | Dental OPD
3532 | Rajiv Gandhi Hospital CHC | Sterilizing Units(Instrument Sterilizer) | NA | OT/1st Floor
3533 | Rajiv Gandhi Hospital CHC | Microscopes, Light, Laboratory (Binocular Microscope) | Radical | Lab
3534 | Rajiv Gandhi Hospital CHC | Sterilizing Units(Instrument Sterilizer) | Atlas surgical company | Minor OT
3535 | Rajiv Gandhi Hospital CHC | Tables, Operating Electrical (OT Table Electrical) | Staan biomedical engineering p | OT
3536 | Rajiv Gandhi Hospital CHC | Oxygen Concentrators (Oxygen Concentrator) | MEDOXY | Ward - 7 , gynae ward
3537 | Rajiv Gandhi Hospital CHC | Oxygen Concentrators (Oxygen Concentrator) | MEDOXY | Gyne ward 7
3538 | Rajiv Gandhi Hospital CHC | Warming Units, Patient, Radiant, Infant (Radiant Warmer) | Neotech Medical pvt.ltd | Ward-9,NICU
3539 | Rajiv Gandhi Hospital CHC | Cutters, Syringe/Needle (Syringe cutter) | NA | Dental OPD
3540 | Rajiv Gandhi Hospital CHC | Cutters, Syringe/Needle (Syringe cutter) | NA | Lab
3541 | Rajiv Gandhi Hospital CHC | Defibrillators, External, Manual (Defibrillator) | Mediana | OT Ground floor
3542 | Rajiv Gandhi Hospital CHC | Sterilizing Units, Steam, B- Type ( B Type Autoclave ) | Geeta Industries | OT/1st Floor
3543 | Rajiv Gandhi Hospital CHC | Electrosurgical Units (Cautery Machine) | Xceilance medical technology | OT
3544 | Rajiv Gandhi Hospital CHC | Warming Units, Patient, Radiant, Infant (Radiant Warmer) | Neotech Medical pvt.ltd | OT
3545 | Rajiv Gandhi Hospital CHC | Oxygen Concentrators (Oxygen Concentrator) | MEDOXY | Gynae ward
3546 | Rajiv Gandhi Hospital CHC | Analyzers, Laboratory, Immunoassay, Automated, Elisa(ELISA Reader) | Robonik India Pvt.ltd | Laboratory Ground floor
3547 | Rajiv Gandhi Hospital CHC | Washers, Cell (Elisa Cell Washer) | Robonik India Pvt.ltd | Laboratory Ground floor
3548 | Rajiv Gandhi Hospital CHC | Ultrasound Therapy Systems, Physical Therapy (Ultrasound Therapy machine) | BIOMED INC | Physiotherapy
3549 | Rajiv Gandhi Hospital CHC | Ovens, Drying (Hot Air Oven) | Alco | Lab
3550 | Rajiv Gandhi Hospital CHC | Refrigerators, Laboratory (Lab refrigerator) | Whirlpool | STORE/GROUND FLOOR
3551 | Rajiv Gandhi Hospital CHC | Cutters, Syringe/Needle (Syringe cutter) | Microsil | Mch
3552 | Rajiv Gandhi Hospital CHC | Cutters, Syringe/Needle (Syringe cutter) | Microsil | MCH
3553 | Rajiv Gandhi Hospital CHC | Aspirators (Suction Machine) | Atmos | OT
3554 | Rajiv Gandhi Hospital CHC | Humidifiers, Heated (Humidifier) | Vincent Medical Manufacturing | Dirty linen
3555 | Rajiv Gandhi Hospital CHC | Sphygmomanometers, Aneriod(Aneroid BP Machine) | Bio Plus | Medicine OPD
3556 | Rajiv Gandhi Hospital CHC | Oxygen Concentrators (Oxygen Concentrator) | MEDOXY | WARD/FIRST FLOOR
3557 | Rajiv Gandhi Hospital CHC | Oxygen Concentrators (Oxygen Concentrator) | MEDOXY | WARD/FIRST FLOOR
3558 | Rajiv Gandhi Hospital CHC | Oxygen Concentrators (Oxygen Concentrator) | MEDOXY | WARD/FIRST FLOOR
3559 | Rajiv Gandhi Hospital CHC | Oxygen Concentrators (Oxygen Concentrator) | Sansai International | WARD/FIRST FLOOR
3560 | Rajiv Gandhi Hospital CHC | Oxygen Concentrators (Oxygen Concentrator) | Sansai International | WARD/FIRST FLOOR
3561 | Rajiv Gandhi Hospital CHC | Oxygen Concentrators (Oxygen Concentrator) | MEDOXY | WARD/FIRST FLOOR
3562 | Rajiv Gandhi Hospital CHC | Oxygen Concentrators (Oxygen Concentrator) | Sansai International | WARD/FIRST FLOOR
3563 | Rajiv Gandhi Hospital CHC | Oxygen Concentrators (Oxygen Concentrator) | Sansai International | WARD/GROUND FLOOR
3564 | Rajiv Gandhi Hospital CHC | Oxygen Concentrators (Oxygen Concentrator) | Sanrai International | WARD/FIRST FLOOR
3565 | Rajiv Gandhi Hospital CHC | Oxygen Concentrators (Oxygen Concentrator) | MEDOXY | WARD/FIRST FLOOR
3566 | Rajiv Gandhi Hospital CHC | Oxygen Concentrators (Oxygen Concentrator) | MEDOXY | WARD/FIRST FLOOR
3567 | Rajiv Gandhi Hospital CHC | Oxygen Concentrators (Oxygen Concentrator) | MEDOXY | WARD/FIRST FLOOR
3568 | Rajiv Gandhi Hospital CHC | Oxygen Concentrators (Oxygen Concentrator) | MEDOXY | WARD/FIRST FLOOR
3569 | Rajiv Gandhi Hospital CHC | Oxygen Concentrators (Oxygen Concentrator) | MEDOXY | WARD/FIRST FLOOR
3570 | Rajiv Gandhi Hospital CHC | Oxygen Concentrators (Oxygen Concentrator) | MEDOXY | WARD/FIRST FLOOR
3571 | Rajiv Gandhi Hospital CHC | Oxygen Concentrators (Oxygen Concentrator) | MEDOXY | WARD/FIRST FLOOR
3572 | Rajiv Gandhi Hospital CHC | Oxygen Concentrators (Oxygen Concentrator) | MEDOXY | WARD/FIRST FLOOR
3573 | Rajiv Gandhi Hospital CHC | Oxygen Concentrators (Oxygen Concentrator) | MEDOXY | WARD/FIRST FLOOR
3574 | Rajiv Gandhi Hospital CHC | Oxygen Concentrators (Oxygen Concentrator) | Longfian Scitech Co. Ltd | WARD/FIRST FLOOR
3575 | Rajiv Gandhi Hospital CHC | Oxygen Concentrators (Oxygen Concentrator) | Longfian Scitech Co. Ltd | WARD/GROUND FLOOR
3576 | Rajiv Gandhi Hospital CHC | Oxygen Concentrators (Oxygen Concentrator) | Longfian Scitech Co. Ltd | WARD/FIRST FLOOR
3577 | Rajiv Gandhi Hospital CHC | Oxygen Concentrators (Oxygen Concentrator) | MEDOXY | WARD/FIRST FLOOR
3578 | Rajiv Gandhi Hospital CHC | Oxygen Concentrators (Oxygen Concentrator) | MEDOXY | WARD/GROUND FLOOR
3579 | Rajiv Gandhi Hospital CHC | Oxygen Concentrators (Oxygen Concentrator) | MEDOXY | WARD/GROUND FLOOR
3580 | Rajiv Gandhi Hospital CHC | Oxygen Concentrators (Oxygen Concentrator) | MEDOXY | WARD/GROUND FLOOR
3581 | Rajiv Gandhi Hospital CHC | Scanning Systems, Ultrasonic, General-Purpose ( Ultrasound Scanner ) | Philips | Radiology
3582 | Rajiv Gandhi Hospital CHC | Warming Units, Patient, Radiant, Infant (Radiant Warmer) | Neotech Medical pvt.ltd | Ward - 9 , NICU
3583 | Rajiv Gandhi Hospital CHC | Nebulizers, Nonheated (Nebulizer) | Nebuflo | Emergency
3584 | Rajiv Gandhi Hospital CHC | Oxygen Concentrators (Oxygen Concentrator) | MEDOXY | WARD/GROUND FLOOR
3585 | Rajiv Gandhi Hospital CHC | Oxygen Concentrators (Oxygen Concentrator) | MEDOXY | WARD/GROUND FLOOR
3586 | Rajiv Gandhi Hospital CHC | Oxygen Concentrators (Oxygen Concentrator) | Longfian Scitech Co. Ltd | WARD/GROUND FLOOR
3587 | Rajiv Gandhi Hospital CHC | Oxygen Concentrators (Oxygen Concentrator) | Longfian Scitech Co. Ltd | WARD/GROUND FLOOR
3588 | Rajiv Gandhi Hospital CHC | Oxygen Concentrators (Oxygen Concentrator) | MEDOXY | WARD/GROUND FLOOR
3589 | Rajiv Gandhi Hospital CHC | Oxygen Concentrators (Oxygen Concentrator) | MEDOXY | WARD/GROUND FLOOR
3590 | Rajiv Gandhi Hospital CHC | View Boxes, X-Ray (X ray Film viewer) | NA | Radiology
3591 | Rajiv Gandhi Hospital CHC | Chairs, Examination/Treatment, Dentistry (Dental Chair) | Confident dental equipment | Dental OPD
3592 | Rajiv Gandhi Hospital CHC | Cutters, Syringe/Needle (Syringe cutter) | Microsil | Immunization (MCH)
3593 | Rajiv Gandhi Hospital CHC | Oxygen Concentrators (Oxygen Concentrator) | Longfian Scitech Co. Ltd | Dirty linen
3594 | Rajiv Gandhi Hospital CHC | Oxygen Concentrators (Oxygen Concentrator) | MEDOXY | Gynae ward
3595 | Rajiv Gandhi Hospital CHC | Warming Units, Patient, Radiant, Infant (Radiant Warmer) | Neotech Medical pvt.ltd | Ward - 9 , NICU
3596 | Rajiv Gandhi Hospital CHC | Baths, Water, Laboratory (Water Bath) | NA | LABORATORY
3597 | Rajiv Gandhi Hospital CHC | Chairs, Examination/Treatment, Dentistry (Dental Chair) | Bestodent India Pvt. Ltd | Dental OPD
3598 | Rajiv Gandhi Hospital CHC | Cutters, Syringe/Needle (Syringe cutter) | Microsil | Minor OT (OPD)
3599 | Rajiv Gandhi Hospital CHC | Nebulizers, Nonheated (Nebulizer) | MRK Healthcare | Minor OT (OPD)
3600 | Rajiv Gandhi Hospital CHC | Microscopes, Light, Laboratory (Binocular Microscope) | Radical | Lab
3601 | Rajiv Gandhi Hospital CHC | Sterilizing Units(Instrument Sterilizer) | NA | OT/1st Floor
3602 | Rajiv Gandhi Hospital CHC | Sterilizing Units(Instrument Sterilizer) | Atlas surgical company | Dental OPD
3603 | Rajiv Gandhi Hospital CHC | Cutters, Syringe/Needle (Syringe cutter) | Microsil | Dermatology Ground floor
3604 | Rajiv Gandhi Hospital CHC | Sterilizing Units(Instrument Sterilizer) | NA | Minor OT
3605 | Rajiv Gandhi Hospital CHC | Scales, Adult, Floor,Mechanical (Adult floor Mechanical Weighing machine) | NA | Immunization
3606 | Rajiv Gandhi Hospital CHC | Sterilizing Units, Ultraviolet ( UV Chamber) | NA | Dental OPD
3607 | Rajiv Gandhi Hospital CHC | Aspirators (Suction Machine) | Niscomed | OT/1st Floor
3608 | Rajiv Gandhi Hospital CHC | Microscopes, Light, Laboratory (Binocular Microscope) | Radical | Lab
3609 | Rajiv Gandhi Hospital CHC | Sterilizing Units Glass Bead (Glass bead Sterilizer) | Denfort International | Dental operative room
3610 | Rajiv Gandhi Hospital CHC | Sphygmomanometers, Aneroid(Aneroid BP Machine) | Bio Plus | AYUSHMAN
3611 | Rajiv Gandhi Hospital CHC | Sterilizing Units(Instrument Sterilizer) | Atlas surgical company | Minor OT
3612 | Rajiv Gandhi Hospital CHC | Sterilizing Units(Instrument Sterilizer) | NA | MCH
3613 | Rajiv Gandhi Hospital CHC | Sterilizing Units, Steam, Tabletop(13 Litre Table top) | Geeta Industries | OT
3614 | Rajiv Gandhi Hospital CHC | Sterilizing Units, Steam, Tabletop(13 Litre Table top) | Geeta Industries | Ot
3615 | Rajiv Gandhi Hospital CHC | Monitors, Physiologic, Vital Signs ( Vital Sign Monitor) | Mediwaves inc | OPD ROOM (1)
3616 | Rajiv Gandhi Hospital CHC | Sphygmomanometers, Aneroid(Aneroid BP Machine) | Bio Plus | Opd-Room No.1
3617 | Rajiv Gandhi Hospital CHC | Microscopes, Light, Laboratory (Binocular Microscope) | Ajay optik India | Lab
3618 | Rajiv Gandhi Hospital CHC | Scales, Infant, Mechanical (Infant weighing machine) | NA | G. Floor - Paediatrics
3619 | Rajiv Gandhi Hospital CHC | Anesthesia Units Work Station (Anesthesia work station) | Avasarala technologies ltd | OT
3620 | Rajiv Gandhi Hospital CHC | Cutters, Syringe/Needle (Syringe cutter) | Microsil | McH
3621 | Rajiv Gandhi Hospital CHC | Analyzers, Laboratory, Clinical chemistry, Manual (Semi auto analyzer) | Trivitron Health Care | Labortary ground floor
3622 | Rajiv Gandhi Hospital CHC | Aspirators (Suction Machine) | NA | Minor OT
3623 | Rajiv Gandhi Hospital CHC | Radiographic/Fluoroscopic Systems, General-Purpose -300 mA (General X Ray - 300mA) | Allengers | Radiology
3624 | Rajiv Gandhi Hospital CHC | Sterilizing Units Glass Bead (Glass bead Sterilizer) | NA | Dental OPD
3625 | Rajiv Gandhi Hospital CHC | Scales, Adult, Floor,Mechanical (Adult floor Mechanical Weighing machine) | NA | Immunization (MCH)
3626 | Rajiv Gandhi Hospital CHC | Sterilizing Units, Steam,Horizontal (Autoclave Horizontal) | Natt steel Equipment pvt ltd | OT/1st Floor
3627 | Rajiv Gandhi Hospital CHC | Oxygen Concentrators (Oxygen Concentrator) | MEDOXY | Gynae ward
3628 | Rajiv Gandhi Hospital CHC | Oxygen Concentrators (Oxygen Concentrator) | MEDOXY | Gynae ward
3629 | Rajiv Gandhi Hospital CHC | Oxygen Concentrators (Oxygen Concentrator) | MEDOXY | Gynae ward
3630 | Rajiv Gandhi Hospital CHC | Electrosurgical Units (Cautery Machine) | Basco | Dermatology Ground floor
3631 | Rajiv Gandhi Hospital CHC | Centrifuges, Tabletop (Centrifuge) | Remi | Lab
3632 | Rajiv Gandhi Hospital CHC | Centrifuges, Tabletop (Centrifuge) | Laby Instruments | Lab
3633 | Rajiv Gandhi Hospital CHC | Electrocardiographs, Three-Channel ( 3 Channel ECG) | Marks | Radiology
3634 | Rajiv Gandhi Hospital CHC | Electrocardiographs, Three-Channel ( 3 Channel ECG) | SHENZEN UNICARE ELECTRONIC | WARD/GROUND FLOOR
3635 | Rajiv Gandhi Hospital CHC | Humidifiers, Heated (Humidifier) | Shenyang RMS Medical Tech co. ltd | Dirty linen
3636 | Rajiv Gandhi Hospital CHC | Refrigerators, Ice Lined-150L ( 150L ILR ) | Vestfrost | Immunization (MCH)
3637 | Rajiv Gandhi Hospital CHC | Refrigerators, Ice Lined-70L ( 70L ILR ) | Haier | Immunization (MCH)
3638 | Rajiv Gandhi Hospital CHC | Refrigerators, Laboratory (Lab refrigerator) | Godrej | Lab
3639 | Rajiv Gandhi Hospital CHC | Incubators, Test Tube (Lab Incubator) | Alco | Lab
3640 | Rajiv Gandhi Hospital CHC | Lights, Surgical, Mobile Halogen (Halogen Mobile OT Light) | NA | Minor OT
3641 | Rajiv Gandhi Hospital CHC | Lights, Surgical - 2 Dome - LED(2 Dome LED Surgical OT Light) | Surgident | OT
3642 | Rajiv Gandhi Hospital CHC | Oxygen Concentrators (Oxygen Concentrator) | Longfian Scitech Co. Ltd | WARD/GROUND FLOOR
3643 | Rajiv Gandhi Hospital CHC | Oxygen Concentrators (Oxygen Concentrator) | MEDOXY | WARD/GROUND FLOOR
3644 | Rajiv Gandhi Hospital CHC | Oxygen Concentrators (Oxygen Concentrator) | MEDOXY | WARD/FIRST FLOOR
3645 | Rajiv Gandhi Hospital CHC | Oxygen Concentrators (Oxygen Concentrator) | MEDOXY | WARD/FIRST FLOOR
3646 | Rajiv Gandhi Hospital CHC | Oxygen Concentrators (Oxygen Concentrator) | Longfian Scitech Co. Ltd | WARD/FIRST FLOOR
3647 | Rajiv Gandhi Hospital CHC | Oxygen Concentrators (Oxygen Concentrator) | Longfian Scitech Co. Ltd | WARD/GROUND FLOOR
3648 | Rajiv Gandhi Hospital CHC | Oxygen Concentrators (Oxygen Concentrator) | Longfian Scitech Co. Ltd | WARD/GROUND FLOOR
3649 | Rajiv Gandhi Hospital CHC | Oxygen Concentrators (Oxygen Concentrator) | Longfian Scitech Co. Ltd | WARD/FIRST FLOOR
3650 | Rajiv Gandhi Hospital CHC | Oxygen Concentrators (Oxygen Concentrator) | MEDOXY | WARD/FIRST FLOOR
3651 | Rajiv Gandhi Hospital CHC | Oxygen Concentrators (Oxygen Concentrator) | MEDOXY | WARD/FIRST FLOOR
3652 | Rajiv Gandhi Hospital CHC | Oxygen Concentrators (Oxygen Concentrator) | MEDOXY | WARD/FIRST FLOOR
3653 | Rajiv Gandhi Hospital CHC | Oxygen Concentrators (Oxygen Concentrator) | MEDOXY | WARD/FIRST FLOOR
3654 | Rajiv Gandhi Hospital CHC | Phototherapy Units, Ultraviolet, LED,(LED Infant Phototherapy) | AVI health care Pvt Ltd | Ward - 9, N.I.C.U
3655 | Rajiv Gandhi Hospital CHC | Analyzers, Laboratory, Body Fluids, Electrolyte, Coulometric (Colorimeter) | SS Biotech | Lab
3656 | Rajiv Gandhi Hospital CHC | Analyzers, Laboratory, Body Fluids, Electrolyte, Coulometric (Colorimeter) | Oxford Lab instruments | Lab
3657 | Rajiv Gandhi Hospital CHC | Aspirators (Suction Machine) | Confident dental equipment | Dental operative room
3658 | Rathana, RS Pura PHC | Cutters, Syringe/Needle (Syringe cutter) | Microsil | Store
3659 | Rathana, RS Pura PHC | Cutters, Syringe/Needle (Syringe cutter) | Microsil | Store
3660 | Rathana, RS Pura PHC | Scales, Patient, Floor, Adult,Digital(Digital Weighing Machine | Kohinoor | MCH/FIRST FLOOR
3661 | Rathana, RS Pura PHC | Cutters, Syringe/Needle (Syringe cutter) | Microsil | MCH/FIRST FLOOR
3662 | Rathana, RS Pura PHC | Scales, Adult, Floor,Mechanical (Adult floor Mechanical Weighing machine) | Ramson | MCH/FIRST FLOOR
3663 | Rathana, RS Pura PHC | Nebulizers, Nonheated (Nebulizer) | MHS Medicare India | MCH/FIRST FLOOR
3664 | Rathana, RS Pura PHC | Sphygmomanometers, Mercury (Mercury BP Machine) | Jainco | MCH/FIRST FLOOR
3665 | Rathana, RS Pura PHC | Sphygmomanometers, Mercury (Mercury BP Machine) | NA | MCH/FIRST FLOOR
3666 | Rathana, RS Pura PHC | Scales, Adult, Floor,Mechanical (Adult floor Mechanical Weighing machine) | Ramon Surgical Co. | Store
3667 | Rathana, RS Pura PHC | Scales, Patient, Floor, Adult,Digital(Digital Weighing Machine | Equal | OPD
3668 | Rathana, RS Pura PHC | Refrigerators, Laboratory (Lab refrigerator) | Whirlpool | LABORATORY
3669 | Rathana, RS Pura PHC | Sphygmomanometers, Mercury (Mercury BP Machine) | Namat | Store
3670 | Rathana, RS Pura PHC | Sphygmomanometers, Mercury (Mercury BP Machine) | DELUXE | Store
3671 | Rathana, RS Pura PHC | Sphygmomanometers, Mercury (Mercury BP Machine) | Profact | Store
3672 | Rathana, RS Pura PHC | Sphygmomanometers, Mercury (Mercury BP Machine) | Namat | Store
3673 | Rathana, RS Pura PHC | Sphygmomanometers, Mercury (Mercury BP Machine) | Diamond | OPD
3674 | Rathana, RS Pura PHC | Sphygmomanometers, Mercury (Mercury BP Machine) | Novaphone | Store
3675 | Rathana, RS Pura PHC | Sphygmomanometers, Mercury (Mercury BP Machine) | Namat | Store
3676 | Rathana, RS Pura PHC | Freezers Vaccine-120 L (120L -Vaccine Freezer) | Haier | MCH SECTION
3677 | Rathana, RS Pura PHC | Refrigerators, Ice Lined-150L ( 150L ILR ) | Vestfrost | OPD
3678 | Rathana, RS Pura PHC | Refrigerators, Ice Lined-70L ( 70L ILR ) | Haier | OPD
3679 | Rathana, RS Pura PHC | Oxygen Concentrators (Oxygen Concentrator) | Microtek | OPD/IST FLOOR
3680 | Rathana, RS Pura PHC | Analyzers, Laboratory, Hematology, Hemoglobin (HB Analyzer) | Hemocue | MCH/FIRST FLOOR
3681 | Rathana, RS Pura PHC | Microscopes, Light, Laboratory (Binocular Microscope) | Analab | 1st floor-Mch
3682 | Rathana, RS Pura PHC | Cutters, Syringe/Needle (Syringe cutter) | Swan | Store
3683 | Rathana, RS Pura PHC | Sphygmomanometers, Mercury (Mercury BP Machine) | Namat | Store
3684 | Rathana, RS Pura PHC | Nebulizers, Nonheated (Nebulizer) | Swan Environmental | MCH/FIRST FLOOR
3685 | Rathana, RS Pura PHC | Cutters, Syringe/Needle (Syringe cutter) | Microsil India | Store
3686 | Rathana, RS Pura PHC | Nebulizers, Nonheated (Nebulizer) | BPL | 1 Floor-Opd
3687 | Rathana, RS Pura PHC | Sphygmomanometers, Electronic (Electronic BP Machine) | Diamond | MCH/FIRST FLOOR
3688 | Rehal, Bishnah PHC | Nebulizers, Nonheated (Nebulizer) | Nulife | GENERAL OPD
3689 | Rehal, Bishnah PHC | Scales, Infant, Digital (Digital Infant Scale) | Equinox | GENERAL OPD
3690 | Rehal, Bishnah PHC | Scales, Adult, Floor,Mechanical (Adult floor Mechanical Weighing machine) | Kohinoor | GENERAL OPD
3691 | Rehal, Bishnah PHC | Scales, Infant, Digital (Digital Infant Scale) | NA | LABOUR ROOM
3692 | Rehal, Bishnah PHC | Freezers Vaccine-120 L (120L -Vaccine Freezer) | Vestfrost | IMMUNIZATION SECTION
3693 | Rehal, Bishnah PHC | Oxygen Concentrators (Oxygen Concentrator) | Microtek Technology | MCH SECTION
3694 | Rehal, Bishnah PHC | Chairs, Examination/Treatment, Dentistry (Dental Chair) | Suz- dent India Pvt Ltd | DENTAL SECTION
3695 | Rehal, Bishnah PHC | Chairs, Examination/Treatment, Dentistry (Dental Chair) | Suz- dent India Pvt Ltd | DENTAL SECTION
3696 | Rehal, Bishnah PHC | Cutters, Syringe/Needle (Syringe cutter) | Microsil | GENERAL OPD
3697 | Rehal, Bishnah PHC | Cutters, Syringe/Needle (Syringe cutter) | Microsil | GENERAL OPD
3698 | Rehal, Bishnah PHC | Cutters, Syringe/Needle (Syringe cutter) | Swan Environmental | DENTAL SECTION
3699 | Rehal, Bishnah PHC | Microscopes, Light, Laboratory (Binocular Microscope) | NA | GENERAL LAB
3700 | Rehal, Bishnah PHC | Sterilizing Units Glass Bead (Glass bead Sterilizer) | NA | DENTAL SECTION
3701 | Rehal, Bishnah PHC | Sterilizing Units Glass Bead (Glass bead Sterilizer) | NA | DENTAL SECTION
3702 | Rehal, Bishnah PHC | Refrigerators, Ice Lined-150L ( 150L ILR ) | Vestfrost | IMMUNIZATION SECTION
3703 | Rehal, Bishnah PHC | Cutters, Syringe/Needle (Syringe cutter) | Swan Environmental | LABOUR ROOM
3704 | Rehal, Bishnah PHC | Chairs, Examination/Treatment, Dentistry (Dental Chair) | Bestodent India Pvt. Ltd | Dental Dept
3705 | Rehal, Bishnah PHC | Cutters, Syringe/Needle (Syringe cutter) | Microsil | GENERAL LAB
3706 | Rehal, Bishnah PHC | Sphygmomanometers, Mercury (Mercury BP Machine) | Namatt | LABOUR ROOM
3707 | Rehal, Bishnah PHC | Cutters, Syringe/Needle (Syringe cutter) | Swan Environmental | GENERAL OPD
3708 | Rehal, Bishnah PHC | Cutters, Syringe/Needle (Syringe cutter) | Swan Environmental | MCH SECTION
3709 | Rehal, Bishnah PHC | Cutters, Syringe/Needle (Syringe cutter) | Microsil | GENERAL OPD
3710 | Rehal, Bishnah PHC | Cutters, Syringe/Needle (Syringe cutter) | Microsil | GENERAL OPD
3711 | Rehal, Bishnah PHC | Cutters, Syringe/Needle (Syringe cutter) | Microsil | GENERAL OPD
3712 | Rehal, Bishnah PHC | Centrifuges, Tabletop (Centrifuge) | NA | GENERAL OPD
3713 | Rehal, Bishnah PHC | Centrifuges, Tabletop (Centrifuge) | NA | GENERAL LAB
3714 | Rehal, Bishnah PHC | Refrigerators, Ice Lined-70L ( 70L ILR ) | Vestfrost | MCH SECTION
3715 | Rehal, Bishnah PHC | Refrigerators, Ice Lined-70L ( 70L ILR ) | Vestfrost | MCH SECTION
3716 | Rehal, Bishnah PHC | Refrigerators, Laboratory (Lab refrigerator) | LG | GENERAL LAB
3717 | Rehal, Bishnah PHC | Warming Units, Patient, Radiant, Infant (Radiant Warmer) | NA | LABOUR ROOM
3718 | Rehal, Bishnah PHC | Sterilizing Units(Instrument Sterilizer) | NA | DENTAL SECTION
3719 | Rehal, Bishnah PHC | Phototherapy Units, Ultraviolet, LED,(LED Infant Phototherapy) | Avi Healthcare Pvt. Ltd. | MCH section
3720 | Rehal, Bishnah PHC | Phototherapy Units, Ultraviolet,CFL (CFL Infant Phototherapy) | NA | LABOUR ROOM
3721 | Rehal, Bishnah PHC | Aspirators (Suction Machine) | NA | LABOUR ROOM
3722 | Rehal, Bishnah PHC | Radiographic Units, Mobile(Mobile X Ray -100 mA) | Allengers | X RAY SECTION
3723 | Rehal, Bishnah PHC | Analyzers, Laboratory, Body Fluids, Electrolyte, Coulometric (Colorimeter) | Life Check | GENERAL LAB
3724 | Rehal, Bishnah PHC | Microscopes, Light, Laboratory (Binocular Microscope) | NA | GENERAL LAB
3725 | Rehal, Bishnah PHC | Scales, Adult, Floor,Mechanical (Adult floor Mechanical Weighing machine) | Kohinoor | MCH SECTION
3726 | Rehal, Bishnah PHC | Sterilizing Units(Instrument Sterilizer) | NA | LABOUR ROOM
3727 | Rehal, Bishnah PHC | Sterilizing Units, Steam (Autoclave Vertical) | Esteem industries | GENERAL OPD
3728 | Rehal, Bishnah PHC | Scales, Adult, Floor,Mechanical (Adult floor Mechanical Weighing machine) | Kohinoor | GENERAL OPD
3729 | Rehal, Bishnah PHC | Sphygmomanometers, Mercury (Mercury BP Machine) | Meditech Industries | MO office ground floor
3730 | Rehal, Bishnah PHC | Cutters, Syringe/Needle (Syringe cutter) | Microsil | GENERAL OPD
3731 | Sai, RS Pura PHC (sei) | Lights, Surgical, 1 Dome, Halogen (1 Dome Halogen OT Light) | NA | OPD
3732 | Sai, RS Pura PHC (sei) | Aspirators (Suction Machine) | NA | OPD
3733 | Sai, RS Pura PHC (sei) | Analyzers, Laboratory, Hematology, Hemoglobin (HB Analyzer) | Hemocue | LAB SECTION
3734 | Sai, RS Pura PHC (sei) | Scales, Adult, Floor,Mechanical (Adult floor Mechanical Weighing machine) | Virgo | OPD
3735 | Sai, RS Pura PHC (sei) | Scales, Adult, Floor,Mechanical (Adult floor Mechanical Weighing machine) | NA | OPD
3736 | Sai, RS Pura PHC (sei) | Analyzers, Laboratory, Body Fluids, Glucose (Glucometer) | RMD Mediaids LTD | LAB SECTION
3737 | Sai, RS Pura PHC (sei) | Scales, Infant, Digital (Digital Infant Scale) | Ramon Surgical Company | OPD
3738 | Sai, RS Pura PHC (sei) | Scales, Infant, Digital (Digital Infant Scale) | Equinox | OPD
3739 | Sai, RS Pura PHC (sei) | Sphygmomanometers, Mercury (Mercury BP Machine) | Namatt | OPD
3740 | Sai, RS Pura PHC (sei) | Sphygmomanometers, Mercury (Mercury BP Machine) | NA | OPD
3741 | Sai, RS Pura PHC (sei) | Centrifuges, Tabletop (Centrifuge) | NA | LAB SECTION
3742 | Sai, RS Pura PHC (sei) | Freezers Vaccine-120 L (120L -Vaccine Freezer) | Haier | MCH SECTION
3743 | Sai, RS Pura PHC (sei) | Freezers Vaccine-120 L (120L -Vaccine Freezer) | Haier | OPD
3744 | Sai, RS Pura PHC (sei) | Refrigerators, Ice Lined-150L ( 150L ILR ) | Vestfrost | MCH SECTION
3745 | Sai, RS Pura PHC (sei) | Scales, Adult, Floor,Mechanical (Adult floor Mechanical Weighing machine) | NA | OPD
3746 | Sai, RS Pura PHC (sei) | Sterilizing Units(Instrument Sterilizer) | Atlas surgical company | OPD
3747 | Sai, RS Pura PHC (sei) | Sterilizing Units(Instrument Sterilizer) | NA | OPD
3748 | Sai, RS Pura PHC (sei) | Sterilizing Units(Instrument Sterilizer) | NA | OPD
3749 | Sai, RS Pura PHC (sei) | Analyzers, Laboratory, Hematology, Hemoglobin (HB Analyzer) | Wrig Nanosystems Pvt. Ltd. | Laboratory Ground floor
3750 | Sai, RS Pura PHC (sei) | Sphygmomanometers, Mercury (Mercury BP Machine) | Ashoka | OPD
3751 | Sai, RS Pura PHC (sei) | Cutters, Syringe/Needle (Syringe cutter) | Life care | LAB SECTION
3752 | Sai, RS Pura PHC (sei) | Cutters, Syringe/Needle (Syringe cutter) | Life care | OPD
3753 | Sai, RS Pura PHC (sei) | Refrigerators, Ice Lined-70L ( 70L ILR ) | Haier | OPD
3754 | Sai, RS Pura PHC (sei) | Incubators, Test Tube (Lab Incubator) | NA | LAB SECTION
3755 | Sai, RS Pura PHC (sei) | Scales, Adult, Floor,Mechanical (Adult floor Mechanical Weighing machine) | NA | OPD
3756 | Sai, RS Pura PHC (sei) | Scales, Adult, Floor,Mechanical (Adult floor Mechanical Weighing machine) | NA | OPD
3757 | Sai, RS Pura PHC (sei) | Radiographic/Fluoroscopic Systems, General-Purpose -300 mA (General X Ray - 300mA) | Allengers | RADIOLOGY
3758 | Sai, RS Pura PHC (sei) | Sterilizing Units(Instrument Sterilizer) | Atlas surgical company | OPD
3759 | Sai, RS Pura PHC (sei) | Sterilizing Units(Instrument Sterilizer) | NA | OPD
3760 | Sai, RS Pura PHC (sei) | Sterilizing Units(Instrument Sterilizer) | NA | OPD
3761 | Sai, RS Pura PHC (sei) | Sterilizing Units(Instrument Sterilizer) | NA | OPD
3762 | Sai, RS Pura PHC (sei) | Scales, Adult, Floor,Mechanical (Adult floor Mechanical Weighing machine) | NA | OPD
3763 | Sai, RS Pura PHC (sei) | Aspirators (Suction Machine) | Jainco | Store/Ground Floor
3764 | Sai, RS Pura PHC (sei) | Scales, Adult, Floor,Mechanical (Adult floor Mechanical Weighing machine) | NA | OPD
3765 | Sai, RS Pura PHC (sei) | Analyzers, Laboratory, Body Fluids, Glucose (Glucometer) | NA | Laboratory Ground floor
3766 | Sai, RS Pura PHC (sei) | Chairs, Examination/Treatment, Dentistry (Dental Chair) | Symax Dental Equipments | OPD
3767 | Sai, RS Pura PHC (sei) | Cutters, Syringe/Needle (Syringe cutter) | Microsil | MCH, GROUND FLOOR
3768 | Sai, RS Pura PHC (sei) | Sterilizing Units(Instrument Sterilizer) | Atlas surgical company | OPD
3769 | Sai, RS Pura PHC (sei) | Sterilizing Units(Instrument Sterilizer) | NA | OPD
3770 | Sai, RS Pura PHC (sei) | Sterilizing Units(Instrument Sterilizer) | NA | OPD
3771 | Sai, RS Pura PHC (sei) | Sterilizing Units(Instrument Sterilizer) | NA | OPD
3772 | Sai, RS Pura PHC (sei) | Chairs, Examination/Treatment, Dentistry (Dental Chair) | Bestodent India Pvt. Ltd | DENTAL SECTION
3773 | Sai, RS Pura PHC (sei) | Microscopes, Light, Laboratory (Binocular Microscope) | Olympus India Pvt Ltd | LAB SECTION
3774 | Sarwal DH | Infusion Pumps, Syringe (Syringe Pump) | Fresenius Kabi India Pvt. Ltd | OT/2ND FLOOR
3775 | Sarwal DH | Laryngoscopes, Rigid (Laryngoscope) | NA | LABOUR ROOM
3776 | Sarwal DH | Laryngoscopes, Rigid (Laryngoscope) | NA | LABOUR ROOM
3777 | Sarwal DH | Sterilizing Units, Steam,Horizontal (Autoclave Horizontal) | Esteem industries | OT
3778 | Sarwal DH | Sphygmomanometers, Mercury (Mercury BP Machine) | Namatt | OT/2ND FLOOR
3779 | Sarwal DH | Aspirators (Suction Machine) | Yuwell | O.T
3780 | Sarwal DH | Warming Units, Patient, Radiant, Infant (Radiant Warmer) | Neotech Medical pvt.ltd | OT2
3781 | Sarwal DH | Sphygmomanometers, Mercury (Mercury BP Machine) | Namatt | Labour room/Ist Floor
3782 | Sarwal DH | Warming Units, Patient, Radiant, Infant (Radiant Warmer) | Neotech Medical pvt.ltd | SNCU/FIRST FLOOR
3783 | Sarwal DH | Electrocardiographs, Three-Channel ( 3 Channel ECG) | Ocean Healthcare Industry | ECG SECTIONN
3784 | Sarwal DH | Analyzers, Laboratory, Clinical chemistry, Manual (Semi auto analyzer) | Trivitron Health Care | Labortary ground floor
3785 | Sarwal DH | Chairs, Examination/Treatment, Dentistry (Dental Chair) | Confident dental equipment | DENTAL OPD
3786 | Sarwal DH | Cutters, Syringe/Needle (Syringe cutter) | Microsil | Labour Room
3787 | Sarwal DH | Monitoring Systems, Physiologic with 7 Parameters (7 Para Patient Monitor) | MBS INDIA | EMERGENCY ROOM, GROUND FLOOR
3788 | Sarwal DH | Cutters, Syringe/Needle (Syringe cutter) | Microsil | Lab
3789 | Sarwal DH | Cutters, Syringe/Needle (Syringe cutter) | Puri- burn | General Ward
3790 | Sarwal DH | Cutters, Syringe/Needle (Syringe cutter) | Puri- burn | DENTAL OPD
3791 | Sarwal DH | Cutters, Syringe/Needle (Syringe cutter) | Microsil | EMERGENCY
3792 | Sarwal DH | Cutters, Syringe/Needle (Syringe cutter) | Microsil | Emergency room
3793 | Sarwal DH | Cutters, Syringe/Needle (Syringe cutter) | Microsil | Medicine /1st floor
3794 | Sarwal DH | Cutters, Syringe/Needle (Syringe cutter) | Microsil | EMERGENCY
3795 | Sarwal DH | Tables, Operating Electrical (OT Table Electrical) | Staan | OT-2 2nd floor
3796 | Sarwal DH | Oximeters, Pulse, tabletop(Tabletop Pulse Oximeter) | Riransa Inc. Heath care P.ltd | Eye ot
3797 | Sarwal DH | Electrocardiographs, Three-Channel ( 3 Channel ECG) | SHENZEN UNICARE ELECTRONIC | ECG
3798 | Sarwal DH | Analyzers, Laboratory, Hematology, Cell Counting, Automated, 3 Part ( 3part blood Cell Counter) | Horiba Medical | Lab
3799 | Sarwal DH | Radiographic Units, Mobile (Mobile X Ray -60 mA) | GE Medical System | Akhnoor CHC
3800 | Sarwal DH | Aspirators (Suction Machine) | Confident dental equipment | Labour Room
3801 | Sarwal DH | Aspirators (Suction Machine) | NA | OT 2
3802 | Sarwal DH | Electrosurgical Units (Cautery Machine) | Diviabs health care Pvt Ltd | OT
3803 | Sarwal DH | Cutters, Syringe/Needle (Syringe cutter) | Microsil | Minor OT
3804 | Sarwal DH | Cutters, Syringe/Needle (Syringe cutter) | Microsil | Surgery Ward
3805 | Sarwal DH | Cutters, Syringe/Needle (Syringe cutter) | Microsil | OT 1
3806 | Sarwal DH | Warming Units, Patient, Radiant, Infant (Radiant Warmer) | Neotech Medical pvt.ltd | SNCU/FIRST FLOOR
3807 | Sarwal DH | Sphygmomanometers, Aneriod(Aneroid BP Machine) | Lifeline Medical Devices | STORE/GROUND FLOOR
3808 | Sarwal DH | Sphygmomanometers, Mercury (Mercury BP Machine) | Namatt | STORE/GROUND FLOOR
3809 | Sarwal DH | Sphygmomanometers, Mercury (Mercury BP Machine) | Namatt | STORE/GROUND FLOOR
3810 | Sarwal DH | Monitoring Systems, Physiologic with 3 Parameters (3 Para Patient Monitor) | BPL | OT/2ND FLOOR
3811 | Sarwal DH | Oximeters, Pulse, tabletop(Tabletop Pulse Oximeter) | Riransa Inc. Heath care P.ltd | Labour Room
3812 | Sarwal DH | Oxygen Concentrators (Oxygen Concentrator) | Longfian Scitech Co. Ltd | Emergency Room
3813 | Sarwal DH | Sterilizing Units, Steam,Horizontal (Autoclave Horizontal) | Natt steel Equipment pvt ltd | Sterlizing section
3814 | Sarwal DH | Oxygen Concentrators (Oxygen Concentrator) | Longfian Scitech Co. Ltd | OT1
3815 | Sarwal DH | Warming Units, Patient, Radiant, Infant (Radiant Warmer) | Neotech Medical pvt.ltd | OT2
3816 | Sarwal DH | Refrigerators, Laboratory (Lab refrigerator) | Celfrost | LABORATORY
3817 | Sarwal DH | Refrigerators, Laboratory (Lab refrigerator) | Godrej | OT
3818 | Sarwal DH | Cutters, Syringe/Needle (Syringe cutter) | Microsil | ICTC First Floor
3819 | Sarwal DH | Sphygmomanometers, Electronic (Electronic BP Machine) | Perfexa | GYANE OPD/GROUND FLOOR
3820 | Sarwal DH | Laryngoscopes, Rigid (Laryngoscope) | NA | 2Nd Floor - Operation Theatre
3821 | Sarwal DH | Sphygmomanometers, Electronic (Electronic BP Machine) | Omron | Opd-Room No.1
3822 | Sarwal DH | Charts, Eye, Visual Acuity (Eye Chart) | NA | 1St Floor - Eye OPD
3823 | Sarwal DH | Cutters, Syringe/Needle (Syringe cutter) | Microsil | OT 2
3824 | Sarwal DH | Centrifuges, Tabletop (Centrifuge) | Laby Instrument Industry | First Floor-Ictc
3825 | Sarwal DH | Sterilizing Units, Steam,Horizontal (Autoclave Horizontal) | Natt steel Equipment pvt ltd | Sterilization section
3826 | Sarwal DH | Chairs, Examination/Treatment, Dentistry (Dental Chair) | Suz- dent India Pvt Ltd | Dental OPD
3827 | Sarwal DH | Aspirators (Suction Machine) | Anand surgical industries | EMERGENCY
3828 | Sarwal DH | Nebulizers, Nonheated (Nebulizer) | Medtech Life Pvt Ltd | Emergency Room No 42
3829 | Sarwal DH | Sphygmomanometers, Mercury (Mercury BP Machine) | Namatt | Emergency Room No. 37
3830 | Sarwal DH | Warming Units, Patient, Radiant, Infant (Radiant Warmer) | Neotech Medical pvt.ltd | SNCU/FIRST FLOOR
3831 | Sarwal DH | Oxygen Concentrators (Oxygen Concentrator) | Longfian Scitech Co. Ltd | OT/2ND FLOOR
3832 | Sarwal DH | Refrigerators, Laboratory (Lab refrigerator) | Godrej | O.T
3833 | Sarwal DH | Oxygen Concentrators (Oxygen Concentrator) | Longfian Scitech Co. Ltd | Emergency Room
3834 | Sarwal DH | Sphygmomanometers, Mercury (Mercury BP Machine) | Dimond | Ground Floor- Medicine OPD
3835 | Sarwal DH | Sterilizing Units(Instrument Sterilizer) | Atlas surgical company | ENT OPD Room No. 7
3836 | Sarwal DH | Oxygen Concentrators (Oxygen Concentrator) | Longfian Scitech Co. Ltd | STORE/GROUND FLOOR
3837 | Sarwal DH | Aspirators, Foot (Foot Suction) | Esteem industries | Emergency Room No. 40
3838 | Sarwal DH | Sphygmomanometers, Mercury (Mercury BP Machine) | Omega | STORE/GROUND FLOOR
3839 | Sarwal DH | Laryngoscopes, Rigid (Laryngoscope) | NA | 2Nd Floor - Operation Theatre
3840 | Sarwal DH | Laryngoscopes, Rigid (Laryngoscope) | NA | 2Nd Floor - Operation Theatre
3841 | Sarwal DH | Warming Units, Patient, Radiant, Infant (Radiant Warmer) | Neotech Medical pvt.ltd | OT2
3842 | Sarwal DH | Electrocardiographs, Three-Channel ( 3 Channel ECG) | Marks | E.C.G room
3843 | Sarwal DH | Monitoring Systems, Physiologic with 7 Parameters (7 Para Patient Monitor) | Edan | 1st Floor- Labour Room
3844 | Sarwal DH | Nebulizers, Nonheated (Nebulizer) | Bio-plus | EMERGENCY
3845 | Sarwal DH | Nebulizers, Nonheated (Nebulizer) | Nulife | EMERGENCY
3846 | Sarwal DH | Nebulizers, Nonheated (Nebulizer) | Entair | Emergency room
3847 | Sarwal DH | Aspirators (Suction Machine) | NA | Laptop OT
3848 | Sarwal DH | Nebulizers, Nonheated (Nebulizer) | Entero Healthcare Solution | Emergency
3849 | Sarwal DH | Nebulizers, Nonheated (Nebulizer) | Entair | Emergency room
3850 | Sarwal DH | Cutters, Syringe/Needle (Syringe cutter) | Microsil | Medicine Ward
3851 | Sarwal DH | Warming Units, Patient, Radiant, Infant (Radiant Warmer) | Neotech Medical pvt.ltd | SNCU/FIRST FLOOR
3852 | Sarwal DH | Sphygmomanometers, Mercury (Mercury BP Machine) | Elite surgical industries | STORE/GROUND FLOOR
3853 | Sarwal DH | Microscopes, Light, Laboratory (Binocular Microscope) | Ajay optik India | Lab
3854 | Sarwal DH | Monitoring Systems, Physiologic with 5 Parameters (5 Para Patient Monitor) | Contec Medical System | OT/2ND FLOOR
3855 | Sarwal DH | Electrosurgical Units (Cautery Machine) | Medichem Electronics | OT 1
3856 | Sarwal DH | Monitoring Systems, Physiologic with 7 Parameters (7 Para Patient Monitor) | Edan | Emergency Room
3857 | Sarwal DH | Warming Units, Patient, Radiant, Infant (Radiant Warmer) | Neotech Medical pvt.ltd | SNCU
3858 | Sarwal DH | Sphygmomanometers, Mercury (Mercury BP Machine) | Namatt | STORE/GROUND FLOOR
3859 | Sarwal DH | Sphygmomanometers, Mercury (Mercury BP Machine) | Namatt | STORE/GROUND FLOOR
3860 | Sarwal DH | Warming Units, Patient, Radiant, Infant (Radiant Warmer) | Neotech Medical pvt.ltd | SNCU, 1ST FLOOR
3861 | Sarwal DH | Sphygmomanometers, Mercury (Mercury BP Machine) | Namatt | GYNE OPD
3862 | Sarwal DH | Sphygmomanometers, Aneriod(Aneroid BP Machine) | Diamond | Emergency-Emergency Doctor'S Room
3863 | Sarwal DH | Defibrillators, External, Manual (Defibrillator) | Mediana | ER Room Ground Floor
3864 | Sarwal DH | Sterilizing Units(Instrument Sterilizer) | NA | Dental OPD
3865 | Sarwal DH | Sterilizing Units Glass Bead (Glass bead Sterilizer) | NA | DENTAL OPD
3866 | Sarwal DH | Aspirators (Suction Machine) | Yuwell | OT
3867 | Sarwal DH | Refrigerators, Ice Lined-150L ( 150L ILR ) | Godrej | IMMUNIZATION /IST FLOOR
3868 | Sarwal DH | Refrigerators, Laboratory (Lab refrigerator) | LG | Medical Superintendent Room Ist Floor
3869 | Sarwal DH | Phototherapy Units, Ultraviolet, LED,(LED Infant Phototherapy) | AVI health care Pvt Ltd | SNCU
3870 | Sarwal DH | Sphygmomanometers, Mercury (Mercury BP Machine) | Profact | DENTAL SECTION
3871 | Sarwal DH | Spirometers, Diagnostic ( Spirometer ) | Maestros Electronics | STORE/GROUND FLOOR
3872 | Sarwal DH | Slit Lamps (Slit Lamp) | Ohira Co Ltd | Eye OPD
3873 | Sarwal DH | Tables, Operating Electrical (OT Table Electrical) | Surgicoin | OT 2
3874 | Sarwal DH | Monitoring Systems, Physiologic with 7 Parameters (7 Para Patient Monitor) | Edan | OT2
3875 | Sarwal DH | Cutters, Syringe/Needle (Syringe cutter) | Microsil | DENTAL SECTION
3876 | Sarwal DH | Heating Units, Hot-Pack ( Hydroculator ) | SI Equipment | Physiotherapy
3877 | Sarwal DH | Sterilizing Units(Instrument Sterilizer) | NA | GYNAEC
3878 | Sarwal DH | Radiographic Units, Mobile (Mobile X Ray -60 mA) | Allengers | SNCU/1ST FLOOR
3879 | Sarwal DH | Scalers, Dental, Ultrasonic(Ultrasonic Scaler) | Guilin woodpecker instruments | denatal OPD
3880 | Sarwal DH | Cutters, Syringe/Needle (Syringe cutter) | Microsil | GYNAEC
3881 | Sarwal DH | Sterilizing Units(Instrument Sterilizer) | NA | Labour Room
3882 | Sarwal DH | Chairs, Examination/Treatment, Dentistry (Dental Chair) | Confident dental equipment | DENTAL OPD
3883 | Sarwal DH | Phototherapy Units, Ultraviolet, LED,(LED Infant Phototherapy) | AVI health care Pvt Ltd | SNCU/FIRST FLOOR
3884 | Sarwal DH | Aspirators (Suction Machine) | Monarch surgical industrial | Emergency
3885 | Sarwal DH | Laparoscope Set ( Laparoscope Set ) | Stryker | OT1
3886 | Sarwal DH | Laparoscope Set ( Laparoscope Set ) | Stryker | OT 1
3887 | Sarwal DH | Fumigation Unit (Fumigation Machine) | NA | GYNAEC
3888 | Sarwal DH | Stimulators, Electrical (Nerve Stimulator) | Supreme Surgical Corporation | Physiotherapy
3889 | Sarwal DH | Fetal Heart Detectors, Ultrasonic (Fetal doppler) | Eurocare surgical | OT/2ND FLOOR
3890 | Sarwal DH | Refrigerators, Laboratory (Lab refrigerator) | Godrej & Boyce Mfg. Co. Ltd | Drug Store Room-Ground Floor
3891 | Sarwal DH | Sterilizing Units, Ultraviolet ( UV Chamber) | Philips | DENTAL SECTION / FIRST FLOOR
3892 | Sarwal DH | Microscopes, Light, Laboratory (Binocular Microscope) | Blisco India | SNCU/FIRST FLOOR
3893 | Sarwal DH | Sterilizing Units(Instrument Sterilizer) | NA | Labour Room
3894 | Sarwal DH | Nebulizers, Nonheated (Nebulizer) | Nulife | Medicine Ward
3895 | Sarwal DH | Microscopes, Light, Laboratory (Binocular Microscope) | Labovision | Laboratory - Ground Floor
3896 | Sarwal DH | Oxygen Concentrators (Oxygen Concentrator) | Airsep Corporation | OT1
3897 | Sarwal DH | Infusion Pumps, General Purpose (Infusion Pump) | Smiths Medical | 1ST FLOOR-SNCU
3898 | Sarwal DH | Chairs, Examination/Treatment, Dentistry (Dental Chair) | NA | Dental opd
3899 | Sarwal DH | Fumigation Unit (Fumigation Machine) | Faith Micro Solutions | OT
3900 | Sarwal DH | Traction Unit (Traction Unit) | Indian healosurg pvt ltd | Physiotherapy
3901 | Sarwal DH | Ophthalmoscopes (Ophthalmoscopes) | Heine | Eye OPD
3902 | Sarwal DH | Centrifuges, Tabletop (Centrifuge) | Remi | LABORATORY
3903 | Sarwal DH | Laryngoscopes, Rigid (Laryngoscope) | NA | 2Nd Floor - Operation Theatre
3904 | Sarwal DH | Microscopes, Light, Laboratory (Binocular Microscope) | Ajay optik India | Laboratory
3905 | Sarwal DH | Intraoral RVG Sensor | Confident Dental Equipments Ltd | DENTAL SECTION / FIRST FLOOR
3906 | Sarwal DH | Oxygen Concentrators (Oxygen Concentrator) | Longfian Scitech Co. Ltd | Medicine /1st floor
3907 | Sarwal DH | Phototherapy Units, Ultraviolet, LED,(LED Infant Phototherapy) | AVI health care Pvt Ltd | 1ST Floor-SNCU
3908 | Sarwal DH | Tables, Operating Electrical (OT Table Electrical) | Technomed | Eye OT
3909 | Sarwal DH | Warming Units, Patient, Radiant, Infant (Radiant Warmer) | Neotech Medical pvt.ltd | LABOUR ROOM/1ST FLOOR
3910 | Sarwal DH | Fetal Heart Detectors, Ultrasonic (Fetal doppler) | BPL | 1st Floor- Labour Room
3911 | Sarwal DH | Fetal Heart Detectors, Ultrasonic (Fetal doppler) | Naulakha | LABOUR ROOOM
3912 | Sarwal DH | Microscopes, Light, Laboratory (Binocular Microscope) | Radical | Lab
3913 | Sarwal DH | Fumigation Unit (Fumigation Machine) | NA | LABOUR ROOM
3914 | Sarwal DH | Fetal Heart Detectors, Ultrasonic (Fetal doppler) | Comin Tech. LTD. | LABOUR ROOM
3915 | Sarwal DH | Scanning Systems, Ultrasonic, General-Purpose ( Ultrasound Scanner ) | Toshiba | ULTRA SOUND OPD / GROUND FLOOR
3916 | Sarwal DH | Oxygen Concentrators (Oxygen Concentrator) | Longfian Scitech Co. Ltd | LABOUR ROOM/1ST FLOOR
3917 | Sarwal DH | Phototherapy Units, Ultraviolet, LED,(LED Infant Phototherapy) | AVI health care Pvt Ltd | SNCU/FIRST FLOOR
3918 | Sarwal DH | Laryngoscopes, Rigid (Laryngoscope) | NA | 1ST FLOOR-SNCU
3919 | Sarwal DH | Lights, Dental, Intraoral ( Light Cure Unit ) | Bluedent | 1St Floor - Dental Opd
3920 | Sarwal DH | Sterilizing Units(Instrument Sterilizer) | Geeta Industries | Labour room
3921 | Sarwal DH | Sterilizing Units(Instrument Sterilizer) | NA | Labour Room
3922 | Sarwal DH | Laryngoscopes, Rigid (Laryngoscope) | NA | 2Nd Floor - Operation Theatre
3923 | Sarwal DH | Phototherapy Units, Ultraviolet, LED,(LED Infant Phototherapy) | AVI health care Pvt Ltd | SNCU
3924 | Sarwal DH | Sterilizing Units(Instrument Sterilizer) | NA | EMERGENCY
3925 | Sarwal DH | Anesthesia Units Work Station (Anesthesia work station) | Datex-Ohmeda | EYE OT/2ND FLOOR
3926 | Sarwal DH | Micromotor, Dental ( Dental Micromotor) | Confident dental equipment | DENTAL OPD
3927 | Sarwal DH | Tables, Operating Hydraulic (OT Table Hydraulic) | Technomed | minor OT
3928 | Sarwal DH | Laparoscope Set ( Laparoscope Set ) | Stryker | OT 1
3929 | Sarwal DH | Apex Locator Dental (Apex Locator) | Nsk | 1St Floor - Dental Opd
3930 | Sarwal DH | Endomotor, Dental | Coltene | 1St Floor - Dental Opd
3931 | Sarwal DH | Laser Imager with Single Tray ( 1 Tray Laser Imager ) | Fujifilm corporation | X-ray section
3932 | Sarwal DH | Spirometers, Diagnostic ( Spirometer ) | Maestros Electronics | STORE/GROUND FLOOR
3933 | Sarwal DH | View Boxes, X-Ray (X ray Film viewer) | NA | RADIOLOGY
3934 | Sarwal DH | Sphygmomanometers, Mercury (Mercury BP Machine) | Namatt | STORE/GROUND FLOOR
3935 | Sarwal DH | Phototherapy Units, Ultraviolet, LED,(LED Infant Phototherapy) | AVI health care Pvt Ltd | SNCU/FIRST FLOOR
3936 | Sarwal DH | Electrosurgical Units (Cautery Machine) | XcelLance Medical Technologies Pvt. Ltd. | OT1 Second floor
3937 | Sarwal DH | Sterilizing Units(Instrument Sterilizer) | NA | Minor OT
3938 | Sarwal DH | Sterilizing Units(Instrument Sterilizer) | NA | O.T
3939 | Sarwal DH | Auto Refractometer (Auto Refractometer) | Shin nippon | Eye OPD
3940 | Sarwal DH | Lights, Surgical, Mobile LED (LED Mobile OT Light) | S.I.M.E. O.N MEDICAL GMBH & CO. | 1st Floor- Labour Room
3941 | Sarwal DH | Lights, Surgical - 2 Dome - LED(2 Dome LED Surgical OT Light) | Cognate India | OT 1
3942 | Sarwal DH | Chairs, Examination/Treatment, Dentistry (Dental Chair) | Confident Dental Equipments Ltd | 1St Floor - Dental Opd
3943 | Sarwal DH | Cutters, Syringe/Needle (Syringe cutter) | Microsil | Minor OT
3944 | Sarwal DH | Cutters, Syringe/Needle (Syringe cutter) | Microsil | Immunization
3945 | Sarwal DH | Scales, Infant, Digital (Digital Infant Scale) | Equal | SNCU, 1ST FLOOR
3946 | Sarwal DH | Nebulizers, Nonheated (Nebulizer) | Handyneb | Surgery ward
3947 | Sarwal DH | Cutters, Syringe/Needle (Syringe cutter) | Microsil | 1ST Floor- SNCU
3948 | Sarwal DH | Laryngoscopes, Rigid (Laryngoscope) | NA | 2Nd Floor - Operation Theatre
3949 | Sarwal DH | Cutters, Syringe/Needle (Syringe cutter) | Microsil | Obstetric ward
3950 | Sarwal DH | Aspirators, Foot (Foot Suction) | Anand surgical industries | OT 2
3951 | Sarwal DH | Aspirators, Foot (Foot Suction) | Esteem industries | Emergency
3952 | Sarwal DH | Sterilizing Units(Instrument Sterilizer) | NA | Dental OPD
3953 | Sarwal DH | Sphygmomanometers, Electronic (Electronic BP Machine) | PERFECXA | Medicine Ward/Ist Floor
3954 | Sarwal DH | Charts, Eye, Visual Acuity (Eye Chart) | NA | 1St Floor - Eye OPD
3955 | Sarwal DH | Charts, Eye, Visual Acuity (Eye Chart) | NA | 1St Floor - Eye OPD
3956 | Sarwal DH | Cutters, Syringe/Needle (Syringe cutter) | Microsil | MEDICINE WARD/1st Floor
3957 | Sarwal DH | Sphygmomanometers, Electronic (Electronic BP Machine) | PERFECXA | 1St Floor-Gynae Ward
3958 | Sarwal DH | Anesthesia Units Work Station (Anesthesia work station) | Avasarala technologies ltd | OT/2ND FLOOR
3959 | Sarwal DH | Aspirators (Suction Machine) | Esteem industries | OT 1
3960 | Sarwal DH | Electrosurgical Units (Cautery Machine) | Skanray Healthcare | OT WARD
3961 | Sarwal DH | Lights, Surgical, Mobile Halogen (Halogen Mobile OT Light) | NA | Labour Room
3962 | Sarwal DH | Monitoring Systems, Physiologic with 7 Parameters (7 Para Patient Monitor) | MBS INDIA | OT-2 2nd floor
3963 | Sarwal DH | Monitoring Systems, Physiologic with 7 Parameters (7 Para Patient Monitor) | MBS INDIA | OT 1 2nd floor
3964 | Sarwal DH | Monitoring Systems, Physiologic with 7 Parameters (7 Para Patient Monitor) | MBS INDIA | 2nd Floor-Eye Ot
3965 | Sarwal DH | Refrigerators, Laboratory (Lab refrigerator) | Godrej & Boyce Mfg. Co. Ltd | EMERGENCY ROOM, GROUND FLOOR
3966 | Sarwal DH | Sterilizing Units(Instrument Sterilizer) | NA | 1st Floor-Gynae Ward
3967 | Sarwal DH | Colposcopes(Colposcope) | Borze INC | OT 2nd floor
3968 | Sarwal DH | Resuscitator, Infant ( Infant Resuscitator ) | Nice Neotech Medical Systems | OT-2 2nd floor
3969 | Sarwal DH | Sphygmomanometers, Mercury (Mercury BP Machine) | Namatt Deluxe | Emergency Room No. 37
3970 | Sarwal DH | Sterilizing Units(Instrument Sterilizer) | NA | GYNAE/GROUND FLOOR
3971 | Sarwal DH | Oxygen Concentrators (Oxygen Concentrator) | LONGFIAN SCITECH CO.LTD | EMERGENCY WARD / GROUND FLOOR
3972 | Sarwal DH | Digital Imaging Systems, Computed Radiography-Single Slot (1 Slot CR Machine) | Fujifilm corporation | X-ray section
3973 | Sarwal DH | Monitoring Systems, Physiologic with 7 Parameters (7 Para Patient Monitor) | Edan | Emergency Ground Floor
3974 | Sarwal DH | Radiographic/Fluoroscopic Systems, General-Purpose -300 mA (General X Ray - 300mA) | Adonis Medical Pvt Ltd | X-Ray
3975 | Sarwal DH | Electrosurgical Units (Cautery Machine) | Medichem Electronics | O.T 1
3976 | Sarwal DH | Oxygen Concentrators (Oxygen Concentrator) | Airsep Corporation | GYNAEC
3977 | Sarwal DH | Oxygen Concentrators (Oxygen Concentrator) | BPL | Emergency
3978 | Sarwal DH | Microscopes, Light, Operating (Operating Microscope) | Shin-Nippon | Eye OT
3979 | Sarwal DH | Radiographic/Fluoroscopic Systems, General-Purpose -300 mA (General X Ray - 300mA) | Rays India PVT LTD | Migrant Camp Jagti Nagrota SDH
3980 | Sarwal DH | Scales, Infant, Mechanical (Infant wieghing machine) | Ramon Surgical Company | Labour Room
3981 | Sarwal DH | Scales, Adult, Floor,Mechanical (Adult floor Mechanical Weighing machine) | Suvarna | Immunization
3982 | Sarwal DH | Scales, Adult, Floor,Mechanical (Adult floor Mechanical Weighing machine) | NA | GYNAE &OBSTET.OPD
3983 | Sarwal DH | Scales, Adult, Floor,Mechanical (Adult floor Mechanical Weighing machine) | Doctor Beliram and sons | CHILDREN OPD
3984 | Sarwal DH | Scales, Adult, Floor,Mechanical (Adult floor Mechanical Weighing machine) | Doctor Beliram and sons | OT
3985 | Sarwal DH | Aspirators (Suction Machine) | Yuwell | SNCU
3986 | Sarwal DH | Anesthesia Units Work Station (Anesthesia work station) | Avasarala technologies ltd | OT 1
3987 | Sarwal DH | Sterilizing Units, Steam (Autoclave Vertical) | Geeta Industries | OT
3988 | Sarwal DH | Scales, Infant, Mechanical (Infant wieghing machine) | Docbel barun | CHILDREN OPD
3989 | Sarwal DH | Scales, Infant, Mechanical (Infant wieghing machine) | Docbel barun | CHILDREN OPD
3990 | Sarwal DH | Anesthesia Units Work Station (Anesthesia work station) | Spacelabs healthcare | OT 2
3991 | Sarwal DH | Scales, Adult, Floor,Mechanical (Adult floor Mechanical Weighing machine) | Bhaseen Health Product | OT 2
3992 | Sarwal DH | Sterilizing Units, Steam, B- Type ( B Type Autoclave ) | Confident dental equipment | DENTAL OPD
3993 | Sarwal DH | Sterilizing Units, Steam, Tabletop(13 Litre Table top) | NA | 1st Floor- Labour Room
3994 | Sarwal DH | Sterilizing Units, Steam, Tabletop(13 Litre Table top) | Geeta Industries | Dental opd
3995 | Sarwal DH | Sterilizing Units, Steam,Horizontal (Autoclave Horizontal) | Surgicoin | OT
3996 | Sarwal DH | Sterilizing Units, Steam,Horizontal (Autoclave Horizontal) | Natt steel Equipment pvt ltd | minor OT
3997 | Sarwal DH | Sphygmomanometers, Electronic (Electronic BP Machine) | PERFECXA | Surgery ward ground floor
3998 | Sarwal DH | Sphygmomanometers, Electronic (Electronic BP Machine) | Diamond | OT
3999 | Sarwal DH | Sphygmomanometers, Electronic (Electronic BP Machine) | Prolix supreme surgico | Emergency ward
4000 | Sarwal DH | Sphygmomanometers, Mercury (Mercury BP Machine) | Diamond | GYNAE &OBSTET.OPD
4001 | Sarwal DH | Sphygmomanometers, Mercury (Mercury BP Machine) | Prolix supreme surgico | EMERGENCY
4002 | Sarwal DH | Sphygmomanometers, Mercury (Mercury BP Machine) | Namatt | STORE/GROUND FLOOR
4003 | Sarwal DH | Sphygmomanometers, Mercury (Mercury BP Machine) | Agarwal Surgical | STORE/GROUND FLOOR
4004 | Sarwal DH | Sphygmomanometers, Mercury (Mercury BP Machine) | Diamond | LABOUR ROOM
4005 | Sarwal DH | Sphygmomanometers, Mercury (Mercury BP Machine) | Prolix supreme surgico | Labour Room
4006 | Sarwal DH | Electrosurgical Units (Cautery Machine) | Covidien | OT 1
4007 | Sarwal DH | Electrosurgical Units (Cautery Machine) | Medichem Electronics | OT 2
4008 | Sarwal DH | Electrosurgical Units (Cautery Machine) | Skanray Healthcare | OT WARD
4009 | Sarwal DH | Electrosurgical Units (Cautery Machine) | Indian healosurg pvt ltd | OT WARD
4010 | Sarwal DH | Electrosurgical Units (Cautery Machine) | NA | Minor OT
4011 | Sarwal DH | Centrifuges, Tabletop (Centrifuge) | Laby Instruments | Laboratory
4012 | Sarwal DH | Microscopes, Light, Laboratory (Binocular Microscope) | Ajay optik India | Lab
4013 | Sarwal DH | Centrifuges, Tabletop (Centrifuge) | Remi | Laboratory
4014 | Sarwal DH | Centrifuges, Tabletop (Centrifuge) | Remi | SNCU
4015 | Sarwal DH | Freezers Vaccine-120 L (120L -Vaccine Freezer) | Vestfrost | Immunization
4016 | Sarwal DH | Defibrillators, External, Manual (Defibrillator) | Schiller | OT1
4017 | Sarwal DH | Electrocardiographs, Single-Channel ( Single Channel ECG ) | RMS Medical Tech | ECG
4018 | Sarwal DH | Electrocardiographs, Single-Channel ( Single Channel ECG ) | Marks | ECG Room
4019 | Sarwal DH | Electrocardiographs, Three-Channel ( 3 Channel ECG) | BPL | ECG Room
4020 | Sarwal DH | Lights, Surgical, 2 Dome, Halogen (2 Dome Halogen OT Light) | Confident dental equipment | OT 2
4021 | Sarwal DH | Oximeters, Pulse, tabletop(Tabletop Pulse Oximeter) | Yonker Medical Equipment | EYE OT
4022 | Sarwal DH | Oximeters, Pulse, tabletop(Tabletop Pulse Oximeter) | Yonker Medical Equipment | EYE OT
4023 | Sarwal DH | Refrigerators, Blood Bank (Blood bank Refrigerator) | Remi | Lab
4024 | Sarwal DH | Refrigerators, Ice Lined-150L ( 150L ILR ) | Vestfrost | Immunization
4025 | Sarwal DH | Refrigerators, Ice Lined-70L ( 70L ILR ) | Haier | Immunization
4026 | Sarwal DH | Refrigerators, Laboratory (Lab refrigerator) | Whirlpool | Lab
4027 | Sarwal DH | Refrigerators, Laboratory (Lab refrigerator) | Samsung | First Floor-Ictc
4028 | Sarwal DH | Baths, Water, Laboratory (Water Bath) | York scientific Pvt ltd | Laboratory
4029 | Sarwal DH | Incubators, Test Tube (Lab Incubator) | Analab | Laboratory
4030 | Sarwal DH | Incubators, Test Tube (Lab Incubator) | Tanco | Lab
4031 | Sarwal DH | Warming Units, Patient, Radiant, Infant (Radiant Warmer) | S.S technomed | OT 2
4032 | Sarwal DH | Warming Units, Patient, Radiant, Infant (Radiant Warmer) | Delta medical appliances | LABOUR ROOM
4033 | Sarwal DH | Warming Units, Patient, Radiant, Infant (Radiant Warmer) | S.S technomed | Labour Room
4034 | Sarwal DH | Lights, Surgical, Mobile Halogen (Halogen Mobile OT Light) | NA | OT 2
4035 | Sarwal DH | Lights, Surgical, Mobile Halogen (Halogen Mobile OT Light) | Technomed | Minor OT
4036 | Sarwal DH | Infusion Pumps, Syringe (Syringe Pump) | Riransa Inc. Heath care P.ltd | SNCU
4037 | Sarwal DH | Infusion Pumps, Syringe (Syringe Pump) | Fresenius Kabi India Pvt. Ltd | SNCU
4038 | Sarwal DH | Lights, Surgical, Mobile Halogen (Halogen Mobile OT Light) | NA | Labour Room
4039 | Sarwal DH | Lights, Surgical, Mobile Halogen (Halogen Mobile OT Light) | NA | Lapro OT
4040 | Sarwal DH | Oxygen Concentrators (Oxygen Concentrator) | Technocare | SNCU
4041 | Sarwal DH | Oxygen Concentrators (Oxygen Concentrator) | Longfian Scitech Co. Ltd | OT
4042 | Sarwal DH | Oxygen Concentrators (Oxygen Concentrator) | Airsep Corporation | Labour Room
4043 | Sarwal DH | Oxygen Concentrators (Oxygen Concentrator) | Airsep Corporation | Emergency
4044 | Sarwal DH | Oxygen Concentrators (Oxygen Concentrator) | Technocare | SNCU
4045 | Sarwal DH | Oxygen Concentrators (Oxygen Concentrator) | Technocare | SNCU
4046 | Sarwal DH | Monitoring Systems, Physiologic with 7 Parameters (7 Para Patient Monitor) | Edan | Pre and post operative ward
4047 | Sarwal DH | Monitoring Systems, Physiologic with 5 Parameters (5 Para Patient Monitor) | Datex-Ohmeda | OT WARD
4048 | Sarwal DH | Monitoring Systems, Physiologic with 5 Parameters (5 Para Patient Monitor) | Contec Medical System | SNCU
4049 | Sarwal DH | Monitoring Systems, Physiologic with 5 Parameters (5 Para Patient Monitor) | Skanray Healthcare | OT 2
4050 | Sarwal DH | Monitoring Systems, Physiologic with 5 Parameters (5 Para Patient Monitor) | NA | OT1
4051 | Sarwal DH | Monitoring Systems, Physiologic with 5 Parameters (5 Para Patient Monitor) | Vital-sign-Medidevices-pvt ltd | OT 2
4052 | Sarwal DH | Monitoring Systems, Physiologic with 7 Parameters (7 Para Patient Monitor) | Edan | Pre and Post Operative ward
4053 | Sarwal DH | Phototherapy Units, Ultraviolet, LED,(LED Infant Phototherapy) | AVI health care Pvt Ltd | SNCU/FIRST FLOOR
4054 | Sarwal DH | Phototherapy Units, Ultraviolet, LED,(LED Infant Phototherapy) | AVI health care Pvt Ltd | SNCU
4055 | Sarwal DH | Phototherapy Units, Ultraviolet, LED,(LED Infant Phototherapy) | AVIHEALTH CARE PVT LTD | 1ST FLOOR-SNCU
4056 | Sarwal DH | Phototherapy Units, Ultraviolet,CFL (CFL Infant Phototherapy) | Delta medical appliances | Labour Room
4057 | Sarwal DH | Aspirators (Suction Machine) | Anand surgical industries | Labour Room
4058 | Sarwal DH | Aspirators (Suction Machine) | Anand medicaids Pvt. Ltd | Labour Room
4059 | Sarwal DH | Aspirators (Suction Machine) | NA | Labour Room
4060 | Sarwal DH | Aspirators (Suction Machine) | Yuwell | SNCU
4061 | Sarwal DH | Aspirators (Suction Machine) | Anand surgical industries | Store
4062 | Sarwal DH | Aspirators (Suction Machine) | Confident dental equipment | ER Room
4063 | Sarwal DH | Aspirators (Suction Machine) | Anand surgical industries | OT 2
4064 | Sarwal DH | Radiographic Units, Dental, Extraoral (Dental X Ray) | Platinum rays | DENTAL OPD
4065 | Sarwal DH | Anesthesia Units, Boyles (Boyles Apparatus) | Boc India Ltd | OT lapro
4066 | Sarwal DH | Anesthesia Units, Boyles (Boyles Apparatus) | Boc India Ltd | Eye OT
4067 | Sarwal DH | Ovens, Drying (Hot Air Oven) | Tanco | Lab
4068 | Sarwal DH | Analyzers, Laboratory, Body Fluids, Electrolyte, Coulometric (Colorimeter) | Beacon | Laboratory
4069 | Sarwal DH | Analyzers, Laboratory, Clinical chemistry, Manual (Semi auto analyzer) | Avience Biomedicals Private limited | Laboratory Ground floor
4070 | Sarwal DH | Analyzers, Laboratory, Urine, Semiautomated ( Semi Auto Urine Analyzer) | Siemens | Laboratory
4071 | Sarwal DH | Bilirubinometers ( Lab Bilirubinometer ) | Apel | SNCU
4072 | Sarwal DH | Cast Cutters, Electric ( Plaster Cutter ) | Oscimed ergo | 2Nd Floor - Operation Theatre
4073 | Sarwal DH | Stimulators, Electrical, IFT - 4 Channel ( 4 Channel IFT ) | Bio Med Inc | Physiotherapy
4074 | Sarwal DH | Stimulators, Electrical, IFT - 4 Channel ( 4 Channel IFT ) | BTL | PHYSITHERAPY ROOM, GROUND FLOOR
4075 | Sarwal DH | Lasers, Nd:Yag, Ophthalmic (Nd: Yag Laser) | Nidek Medical India | Eye OPD
4076 | Sarwal DH | Mixers, Blood Tube(Blood Mixer) | NA | Lab
4077 | Sarwal DH | Scanning Systems, Ultrasonic, General-Purpose ( Ultrasound Scanner ) | Kontron medical | Ultrasound sound
4078 | Sarwal DH | Scanning Systems, Ultrasonic, General-Purpose ( Ultrasound Scanner ) | Philips | RADIOLOGY
4079 | Sarwal DH | Scanning Systems, Ultrasonic, Ophthalmic (A Scan Machine) | Biomedix | Eye OPD
4080 | Sarwal DH | Tables, Operating Electrical (OT Table Electrical) | Cognate India | OT 1
4081 | Sarwal DH | Ultrasonic Surgical Cutter/Coagulators ( Harmonic Ultrasonic Surgical Unit) | Ethicon Endo Surgery | OT
4082 | Sarwal DH | Ultrasound Therapy Systems, Physical Therapy (Ultrasound Therapy machine) | Biomed Electronics | PHYSIOTHERAPY
4083 | Sarwal DH | Ultrasound Therapy Systems, Physical Therapy (Ultrasound Therapy machine) | BTL | Ground Floor- Physiotherapy
4084 | Sarwal DH | Washers, Cell (Elisa Cell Washer) | Avantor performance material | Lab
4085 | Sarwal DH | Analyzers, Laboratory, Immunoassay, Automated, Elisa(ELISA Reader) | Avantor performance material | Lab
4086 | Satriyian RS Pura PHC | Scales, Adult, Floor,Mechanical (Adult floor Mechanical Weighing machine) | NA | OPD
4087 | Satriyian RS Pura PHC | Cutters, Syringe/Needle (Syringe cutter) | Microsil | LAB SECTION
4088 | Satriyian RS Pura PHC | Sterilizing Units(Instrument Sterilizer) | NA | LABOUR ROOM
4089 | Satriyian RS Pura PHC | Sphygmomanometers, Mercury (Mercury BP Machine) | Diamond | OPD
4090 | Satriyian RS Pura PHC | Nebulizers, Nonheated (Nebulizer) | Swan Environmental | OPD
4091 | Satriyian RS Pura PHC | Sphygmomanometers, Mercury (Mercury BP Machine) | NA | OPD
4092 | Satriyian RS Pura PHC | Cutters, Syringe/Needle (Syringe cutter) | NA | OPD
4093 | Satriyian RS Pura PHC | Cutters, Syringe/Needle (Syringe cutter) | Life care | OPD
4094 | Satriyian RS Pura PHC | Refrigerators, Ice Lined-70L ( 70L ILR ) | Haier | MCH SECTION
4095 | Satriyian RS Pura PHC | Aspirators (Suction Machine) | Kannu Impex Pvt Ltd | OPD
4096 | Satriyian RS Pura PHC | Microscopes, Light, Laboratory (Binocular Microscope) | NA | LAB SECTION
4097 | Satriyian RS Pura PHC | Sterilizing Units(Instrument Sterilizer) | NA | OPD
4098 | Satriyian RS Pura PHC | Scales, Adult, Floor,Mechanical (Adult floor Mechanical Weighing machine) | NA | OPD
4099 | Satriyian RS Pura PHC | Sterilizing Units(Instrument Sterilizer) | NA | OPD
4100 | Satriyian RS Pura PHC | Sterilizing Units(Instrument Sterilizer) | NA | OPD
4101 | Satriyian RS Pura PHC | Microscopes, Light, Laboratory (Binocular Microscope) | Quasmo | LAB SECTION
4102 | Satriyian RS Pura PHC | Scales, Adult, Floor,Mechanical (Adult floor Mechanical Weighing machine) | NA | OPD
4103 | Satriyian RS Pura PHC | Scales, Adult, Floor,Mechanical (Adult floor Mechanical Weighing machine) | NA | OPD
4104 | Satriyian RS Pura PHC | Scales, Adult, Floor,Mechanical (Adult floor Mechanical Weighing machine) | NA | OPD
4105 | Satriyian RS Pura PHC | Scales, Infant, Mechanical (Infant wieghing machine) | NA | OPD
4106 | Satriyian RS Pura PHC | Sphygmomanometers, Aneriod(Aneroid BP Machine) | Allied medical | OPD
4107 | Satriyian RS Pura PHC | Sphygmomanometers, Mercury (Mercury BP Machine) | NA | OPD
4108 | Satriyian RS Pura PHC | Centrifuges, Tabletop (Centrifuge) | NA | LAB SECTION
4109 | Satriyian RS Pura PHC | Freezers Vaccine-120 L (120L -Vaccine Freezer) | Vestfrost | MCH SECTION
4110 | Satriyian RS Pura PHC | Refrigerators, Ice Lined-70L ( 70L ILR ) | Haier | OPD
4111 | Satriyian RS Pura PHC | Oxygen Concentrators (Oxygen Concentrator) | Microtek | MCH GROUND FLOOR
4112 | Satriyian RS Pura PHC | Oxygen Concentrators (Oxygen Concentrator) | MEDOXY | Mch
4113 | Satriyian RS Pura PHC | Aspirators (Suction Machine) | NA | OPD
4114 | Satriyian RS Pura PHC | Analyzers, Laboratory, Hematology, Hemoglobin (HB Analyzer) | Hemocue | LAB SECTION
4115 | Satriyian RS Pura PHC | Fetal Heart Detectors, Ultrasonic (Fetal doppler) | Shenzhen Bestman Instrument Co | OPD
4116 | Simbal Camp, RS Pura PHC | Refrigerators, Ice Lined-70L ( 70L ILR ) | Haier | IMMUNIZATION
4117 | Simbal Camp, RS Pura PHC | Cutters, Syringe/Needle (Syringe cutter) | Microsil | LAB
4118 | Simbal Camp, RS Pura PHC | Nebulizers, Nonheated (Nebulizer) | Medicare product inc. | LABOUR ROOM
4119 | Simbal Camp, RS Pura PHC | Nebulizers, Nonheated (Nebulizer) | Medicare product inc. | LABOUR ROOM
4120 | Simbal Camp, RS Pura PHC | Nebulizers, Nonheated (Nebulizer) | Medicare product inc. | LABOUR ROOM
4121 | Simbal Camp, RS Pura PHC | Sterilizing Units(Instrument Sterilizer) | Atlas surgical company | OPD
4122 | Simbal Camp, RS Pura PHC | Microscopes, Light, Laboratory (Binocular Microscope) | NA | LAB
4123 | Simbal Camp, RS Pura PHC | Chairs, Examination/Treatment, Dentistry (Dental Chair) | Confident dental equipment | DENTAL
4124 | Simbal Camp, RS Pura PHC | Cutters, Syringe/Needle (Syringe cutter) | NA | DENTAL SECTION
4125 | Simbal Camp, RS Pura PHC | Cutters, Syringe/Needle (Syringe cutter) | Sapna | WARD 1
4126 | Simbal Camp, RS Pura PHC | Refrigerators, Ice Lined-70L ( 70L ILR ) | Haier | IMMUNIZATION
4127 | Simbal Camp, RS Pura PHC | Freezers Vaccine-120 L (120L -Vaccine Freezer) | Haier | IMMUNIZATION
4128 | Simbal Camp, RS Pura PHC | Centrifuges, Tabletop (Centrifuge) | Elite Deluxe | LAB
4129 | Simbal Camp, RS Pura PHC | Centrifuges, Tabletop (Centrifuge) | Remi | OPD
4130 | Simbal Camp, RS Pura PHC | Sphygmomanometers, Electronic (Electronic BP Machine) | Accusure | GENERAL WARD
4131 | Simbal Camp, RS Pura PHC | Sphygmomanometers, Electronic (Electronic BP Machine) | BPL | GENERAL WARD
4132 | Simbal Camp, RS Pura PHC | Sterilizing Units, Steam, Tabletop(13 Litre Table top) | Techno India | DENTAL
4133 | Simbal Camp, RS Pura PHC | Ovens, Drying (Hot Air Oven) | Tempstar | OPD
4134 | Simbal Camp, RS Pura PHC | Scales, Infant, Mechanical (Infant wieghing machine) | Crown | LABOUR ROOM
4135 | Simbal Camp, RS Pura PHC | Oxygen Concentrators (Oxygen Concentrator) | Microtek | LABOUR ROOM-Ground Floor
4136 | Simbal Camp, RS Pura PHC | Sphygmomanometers, Electronic (Electronic BP Machine) | NA | GENERAL WARD
4137 | Simbal Camp, RS Pura PHC | Sterilizing Units(Instrument Sterilizer) | NA | OPD
4138 | Simbal Camp, RS Pura PHC | Tables, Operating Hydraulic (OT Table Hydraulic) | NA | OPD
4139 | Simbal Camp, RS Pura PHC | Microscopes, Light, Laboratory (Binocular Microscope) | Olympus India Pvt Ltd | LAB
4140 | Simbal Camp, RS Pura PHC | Sterilizing Units(Instrument Sterilizer) | NA | LABOUR ROOM
4141 | Simbal Camp, RS Pura PHC | Sterilizing Units(Instrument Sterilizer) | Atlas surgical company | OPD
4142 | Simbal Camp, RS Pura PHC | Sterilizing Units(Instrument Sterilizer) | Geeta Industries | Dental section
4143 | Simbal Camp, RS Pura PHC | Sterilizing Units(Instrument Sterilizer) | NA | LABOUR ROOM
4144 | Simbal Camp, RS Pura PHC | Fetal Heart Detectors, Ultrasonic (Fetal doppler) | Lifeline Medical Devices | LABOUR ROOM
4145 | Simbal Camp, RS Pura PHC | Analyzers, Laboratory, Body Fluids, Electrolyte, Coulometric (Colorimeter) | Urilab Systems | LAB
4146 | Simbal Camp, RS Pura PHC | Aspirators (Suction Machine) | NA | OPD
4147 | Simbal Camp, RS Pura PHC | Aspirators (Suction Machine) | Anand surgical industries | LABOUR ROOM
4148 | Simbal Camp, RS Pura PHC | Oxygen Concentrators (Oxygen Concentrator) | BPL | GENERAL WARD
4149 | Simbal Camp, RS Pura PHC | Lights, Surgical, Mobile Halogen (Halogen Mobile OT Light) | S.S technomed | LABOUR ROOM
4150 | Simbal Camp, RS Pura PHC | Incubators, Test Tube (Lab Incubator) | NA | LAB
4151 | Sohal PHC | Radiographic Units, Mobile(Mobile X Ray -100 mA) | Allengers | RADIOLOGY
4152 | Sohal PHC | Oxygen Concentrators (Oxygen Concentrator) | SS Medical System | General OPD-Ground Floor
4153 | Sohal PHC | Refrigerators, Ice Lined-70L ( 70L ILR ) | Haier | IMMUNIZATION
4154 | Sohal PHC | Sphygmomanometers, Mercury (Mercury BP Machine) | NA | PHARMACY
4155 | Sohal PHC | Sphygmomanometers, Mercury (Mercury BP Machine) | NA | GENERAL OPD
4156 | Sohal PHC | Cutters, Syringe/Needle (Syringe cutter) | Microsil | PHARMACY
4157 | Sohal PHC | Sphygmomanometers, Mercury (Mercury BP Machine) | NA | GENERAL OPD
4158 | Sohal PHC | Chairs, Examination/Treatment, Dentistry (Dental Chair) | Suz- dent India Pvt Ltd | DENTAL
4159 | Sohal PHC | Sterilizing Units(Instrument Sterilizer) | NA | LABOUR ROOM
4160 | Sohal PHC | Oxygen Concentrators (Oxygen Concentrator) | SS Medical System | General OPD-Ground Floor
4161 | Sohal PHC | Cutters, Syringe/Needle (Syringe cutter) | Microsil | IMMUNIZATION
4162 | Sohal PHC | Sphygmomanometers, Mercury (Mercury BP Machine) | NA | PHARMACY
4163 | Sohal PHC | Sphygmomanometers, Mercury (Mercury BP Machine) | Namatt | GENERAL OPD
4164 | Sohal PHC | Freezers Vaccine-120 L (120L -Vaccine Freezer) | Haier | IMMUNIZATION
4165 | Sohal PHC | Oxygen Concentrators (Oxygen Concentrator) | SS Medical System | General OPD-Ground Floor
4166 | Sohal PHC | Oxygen Concentrators (Oxygen Concentrator) | SS Medical System | General OPD-Ground Floor
4167 | Sohal PHC | Oxygen Concentrators (Oxygen Concentrator) | LONGFIAN SCITECH CO.LTD | General OPD-Ground Floor
4168 | Sohal PHC | Sterilizing Units(Instrument Sterilizer) | NA | G. Floor - Pharmacy Department
4169 | Sohal PHC | Sterilizing Units(Instrument Sterilizer) | Atlas surgical company | DENTAL
4170 | Sohanjana CHC | Oxygen Concentrators (Oxygen Concentrator) | Nidek Medical India | SNCU
4171 | Sohanjana CHC | Sphygmomanometers, Aneroid(Aneroid BP Machine) | Lifeline Medical Devices | General Store-Ground Floor
4172 | Sohanjana CHC | Sphygmomanometers, Aneroid(Aneroid BP Machine) | Lifeline Medical Devices | ground floor-store
4173 | Sohanjana CHC | Sphygmomanometers, Aneroid(Aneroid BP Machine) | Lifeline Medical Devices | Ground Floor-Medicine OPD
4174 | Sohanjana CHC | Sterilizing Units(Instrument Sterilizer) | NA | Sterlization
4175 | Sohanjana CHC | Radiographic/Fluoroscopic Systems, General-Purpose -300 mA (General X Ray - 300mA) | BPL | X-RAY Section
4176 | Sohanjana CHC | Sphygmomanometers, Mercury (Mercury BP Machine) | Elite surgical industries | STORE/GROUND FLOOR
4177 | Sohanjana CHC | Phototherapy Units, Ultraviolet, LED,(LED Infant Phototherapy) | AVI health care Pvt Ltd | Ground Fl - Labour Room
4178 | Sohanjana CHC | Refrigerators, Laboratory (Lab refrigerator) | Electrolux | Drug Store
4179 | Sohanjana CHC | Sterilizing Units(Instrument Sterilizer) | NA | Dental
4180 | Sohanjana CHC | Phototherapy Units, Ultraviolet, LED,(LED Infant Phototherapy) | AVI health care Pvt Ltd | Store
4181 | Sohanjana CHC | Phototherapy Units, Ultraviolet, LED,(LED Infant Phototherapy) | AVI health care Pvt Ltd | Ground Fl - Labour Room
4182 | Sohanjana CHC | Stimulators, Electrical (Nerve Stimulator) | NA | Physiotherapy
4183 | Sohanjana CHC | Sterilizing Units(Instrument Sterilizer) | NA | Sterlization
4184 | Sohanjana CHC | Sterilizing Units Glass Bead (Glass bead Sterilizer) | Confident dental equipment | Dental
4185 | Sohanjana CHC | Microscopes, Light, Laboratory (Binocular Microscope) | Radical | Lab
4186 | Sohanjana CHC | Sterilizing Units(Instrument Sterilizer) | NA | Causality
4187 | Sohanjana CHC | Sterilizing Units(Instrument Sterilizer) | Atlas surgical company | Gyane
4188 | Sohanjana CHC | Tables, Operating Hydraulic (OT Table Hydraulic) | Microland India | OT
4189 | Sohanjana CHC | Sterilizing Units(Instrument Sterilizer) | NA | Sterlization
4190 | Sohanjana CHC | Digital Imaging Systems, Computed Radiography-Single Slot (1 Slot CR Machine) | Fujifilm corporation | X-RAY Section
4191 | Sohanjana CHC | Freezers Vaccine-120 L (120L -Vaccine Freezer) | Godrej & Boyce Mfg. Co. Ltd | MCH SECTION
4192 | Sohanjana CHC | Monitoring Systems, Physiologic with 5 Parameters (5 Para Patient Monitor) | Vital-sign-Medidevices-pvt ltd | Ground Floor - OT
4193 | Sohanjana CHC | Scales, Infant, Mechanical (Infant wieghing machine) | NA | SNCU
4194 | Sohanjana CHC | Refrigerators, Laboratory (Lab refrigerator) | LG | Lab
4195 | Sohanjana CHC | Oxygen Concentrators (Oxygen Concentrator) | Microtek Technology | WARD
4196 | Sohanjana CHC | Oxygen Concentrators (Oxygen Concentrator) | Microtek Technology | WARD
4197 | Sohanjana CHC | Oxygen Concentrators (Oxygen Concentrator) | Microtek Technology | Ward
4198 | Sohanjana CHC | Analyzers, Laboratory, Body Fluids, Electrolyte, Coulometric (Colorimeter) | Oxford Lab instruments | Casualty
4199 | Sohanjana CHC | Scales, Adult, Floor,Mechanical (Adult floor Mechanical Weighing machine) | Ramon Surgical Company | Immunization
4200 | Sohanjana CHC | Chairs, Examination/Treatment, Dentistry (Dental Chair) | Confident dental equipment | Dental
4201 | Sohanjana CHC | Monitoring Systems, Physiologic with 7 Parameters (7 Para Patient Monitor) | MBS INDIA | G. Floor - Operation Theatre
4202 | Sohanjana CHC | Ventilators, BIPAP (BIPAP Machine) | DECK MOUNT ELECTRONICS PVT LTD. | Store ground floor
4203 | Sohanjana CHC | Traction Unit (Traction Unit) | NA | PHYSIOTHERAPY GROUND FLOOR
4204 | Sohanjana CHC | Sphygmomanometers, Aneroid(Aneroid BP Machine) | Lifeline Medical Devices | ground floor-store
4205 | Sohanjana CHC | Sphygmomanometers, Aneroid(Aneroid BP Machine) | Longlife | ground floor-store
4206 | Sohanjana CHC | Oximeters, Pulse, tabletop(Tabletop Pulse Oximeter) | Niscomed | Ground Floor-Medicine OPD
4207 | Sohanjana CHC | Analyzers, Laboratory, Clinical chemistry, Manual (Semi auto analyzer) | Trivitron Health Care PVT LTD | Labortary ground floor
4208 | Sohanjana CHC | Scales, Adult, Floor,Mechanical (Adult floor Mechanical Weighing machine) | Kohinoor | Immunization
4209 | Sohanjana CHC | Aspirators (Suction Machine) | NA | Causality
4210 | Sohanjana CHC | Lights, Surgical, 2 Dome, Halogen (2 Dome Halogen OT Light) | NA | OT
4211 | Sohanjana CHC | Sterilizing Units, Steam, B- Type ( B Type Autoclave ) | Confident dental equipment | Dental
4212 | Sohanjana CHC | Sterilizing Units, Steam, Tabletop(13 Litre Table top) | Geeta Industries | Dental
4213 | Sohanjana CHC | Sphygmomanometers, Aneriod(Aneroid BP Machine) | Vital | DENTAL SECTION/ GROUND FLOOR
4214 | Sohanjana CHC | Sphygmomanometers, Aneroid(Aneroid BP Machine) | Vital | STORE GROUND FLOOR
4215 | Sohanjana CHC | Electrosurgical Units (Cautery Machine) | Divlabs Health care Pvt Ltd | OT
4216 | Sohanjana CHC | Centrifuges, Tabletop (Centrifuge) | Laby Instruments | Lab
4217 | Sohanjana CHC | Centrifuges, Tabletop (Centrifuge) | Remi | Lab
4218 | Sohanjana CHC | Freezers Vaccine-120 L (120L -Vaccine Freezer) | Vestfrost | Immunization
4219 | Sohanjana CHC | Defibrillators, External, Manual (Defibrillator) | Mediana | OT, GROUND FLOOR
4220 | Sohanjana CHC | Refrigerators, Blood Bank (Blood bank Refrigerator) | Remi | LAB
4221 | Sohanjana CHC | Refrigerators, Ice Lined-200L ( 200L ILR ) | Vestfrost | Immunization
4222 | Sohanjana CHC | Refrigerators, Ice Lined-70L ( 70L ILR ) | NA | Immunization
4223 | Sohanjana CHC | Microscopes, Light, Laboratory (Binocular Microscope) | Radical | LAB
4224 | Sohanjana CHC | Baths, Water, Laboratory (Water Bath) | NA | Lab
4225 | Sohanjana CHC | Incubators, Test Tube (Lab Incubator) | NA | Lab
4226 | Sohanjana CHC | Warming Units, Patient, Radiant, Infant (Radiant Warmer) | S.S technomed | SNCU
4227 | Sohanjana CHC | Oxygen Concentrators (Oxygen Concentrator) | Airsep Corporation | Casualty
4228 | Sohanjana CHC | Sphygmomanometers, Aneroid(Aneroid BP Machine) | Lifeline Medical Devices | ground floor-store
4229 | Sohanjana CHC | Monitoring Systems, Physiologic with 5 Parameters (5 Para Patient Monitor) | Medion health care | OT
4230 | Sohanjana CHC | Aspirators (Suction Machine) | NA | OT
4231 | Sohanjana CHC | Radiographic Units, Dental, Extraoral (Dental X Ray) | Confident dental equipment | Dental
4232 | Sohanjana CHC | Radiographic Units, Dental, Extraoral (Dental X Ray) | Platinum rays | Dental
4233 | Sohanjana CHC | Anesthesia Units, Boyles (Boyles Apparatus) | NA | OT
4234 | Sohanjana CHC | Ovens, Drying (Hot Air Oven) | Microsil | Lab
4235 | Sohanjana CHC | Analyzers, Laboratory, Clinical chemistry, Manual (Semi auto analyzer) | Micro lab | GENERAL LAB
4236 | Sohanjana CHC | Analyzers, Laboratory, Hematology, Hemoglobin (HB Analyzer) | Hemocue | Lab
4237 | Sohanjana CHC | Analyzers, Laboratory, Hematology, Hemoglobin (HB Analyzer) | Hemocue | Lab
4238 | Sohanjana CHC | Analyzers, Laboratory, Urine, Semiautomated ( Semi Auto Urine Analyzer) | Siemens | Lab
4239 | Sohanjana CHC | Microscopes, Light, Laboratory (Binocular Microscope) | Labovision | Lab
4240 | Sohanjana CHC | Sterilizing Units, Ultraviolet ( UV Chamber) | Bestodent | Ground Floor-Dental OPD
4241 | Sohanjana CHC | Scanning Systems, Ultrasonic, General-Purpose ( Ultrasound Scanner ) | Toshiba | Immunization
4242 | Sohanjana CHC | Aspirators (Suction Machine) | NA | SNCU
4243 | Sohanjana CHC | Aspirators (Suction Machine) | NA | Labour room
4244 | Sohanjana CHC | Cutters, Syringe/Needle (Syringe cutter) | Microsil | Lab
4245 | Sohanjana CHC | Electrocardiographs, Three-Channel ( 3 Channel ECG) | BPL | ECG Room
4246 | Sohanjana CHC | Cutters, Syringe/Needle (Syringe cutter) | Microsil | Immunization
4247 | Sohanjana CHC | Cutters, Syringe/Needle (Syringe cutter) | Microsil | Causality
4248 | Sohanjana CHC | Cutters, Syringe/Needle (Syringe cutter) | Microsil | MCH
4249 | Sohanjana CHC | Sphygmomanometers, Mercury (Mercury BP Machine) | Namatt | STORE/GROUND FLOOR
4250 | Sohanjana CHC | Sphygmomanometers, Mercury (Mercury BP Machine) | NA | STORE/GROUND FLOOR
4251 | Sohanjana CHC | Sphygmomanometers, Mercury (Mercury BP Machine) | Elite surgical industries | STORE/GROUND FLOOR
4252 | Sohanjana CHC | Sphygmomanometers, Aneriod(Aneroid BP Machine) | Vital | GENERAL STORE/GROUND FLOOR
4253 | Sohanjana CHC | Sphygmomanometers, Aneroid(Aneroid BP Machine) | Niscomed | ground floor-store
4254 | Sohanjana CHC | Sterilizing Units(Instrument Sterilizer) | NA | Sterlization
4255 | Sohanjana CHC | Microscopes, Light, Laboratory (Binocular Microscope) | Quasmo | Lab
4256 | Sohanjana CHC | Lights, Surgical, Mobile Halogen (Halogen Mobile OT Light) | NA | Ot ground floor
4257 | Sohanjana CHC | Microscopes, Light, Laboratory (Binocular Microscope) | Ajay optik India | LAB
4258 | Sohanjana CHC | Cutters, Syringe/Needle (Syringe cutter) | Microsil | Dental
4259 | Sohanjana CHC | Warming Units, Patient, Radiant, Infant (Radiant Warmer) | Neotech Medical pvt.ltd | LABOUR ROOM-Ground Floor
4260 | Sohanjana CHC | Warming Units, Patient, Radiant, Infant (Radiant Warmer) | NA | SNCU
4261 | Sohanjana CHC | Oxygen Concentrators (Oxygen Concentrator) | BPL | Causality
4262 | Sohanjana CHC | Oximeters, Pulse, tabletop(Tabletop Pulse Oximeter) | Riransa Inc. Heath care P.ltd | OT,GROUND FLOOR
4263 | Sohanjana CHC | Nebulizers, Nonheated (Nebulizer) | Bio-plus | Casualty
4264 | Sohanjana CHC | Sphygmomanometers, Mercury (Mercury BP Machine) | Novaphon | store
4265 | Sohanjana CHC | Sphygmomanometers, Mercury (Mercury BP Machine) | Pioneer | STORE/GROUND FLOOR
4266 | Sohanjana CHC | Sphygmomanometers, Mercury (Mercury BP Machine) | NA | STORE GROUND FLOOR
4267 | Sohanjana CHC | Sphygmomanometers, Mercury (Mercury BP Machine) | Prolix supreme surgico | LAB
4268 | Sohanjana CHC | Oxygen Concentrators (Oxygen Concentrator) | Longfian Scitech Co. Ltd | Casuality/Ground Floor
4269 | Sohanjana CHC | Sphygmomanometers, Mercury (Mercury BP Machine) | Namatt | STORE/GROUND FLOOR
4270 | Sohanjana CHC | Lights, Surgical - 1 Dome - LED(1 Dome LED Surgical OT Light) | Confident dental equipment | Ot ground floor
4271 | Sohanjana CHC | Laryngoscopes, Rigid (Laryngoscope) | NA | STORE GROUND FLOOR
4272 | Sohanjana CHC | Nebulizers, Nonheated (Nebulizer) | Infinity Mediquip India | STORE GROUND FLOOR
4273 | Sohanjana CHC | Warming Units, Patient, Radiant, Infant (Radiant Warmer) | Neotech Medical pvt.ltd | Store
4274 | Sohanjana CHC | Warming Units, Patient, Radiant, Infant (Radiant Warmer) | Neotech Medical pvt.ltd | Store
4275 | Sohanjana CHC | Refrigerators, Ice Lined-150L ( 150L ILR ) | Godrej | MCH
4276 | Sohanjana CHC | Nebulizers, Nonheated (Nebulizer) | Entero Healthcare Solution | Ground Fl - Labour Room
4277 | Sohanjana CHC | Warming Units, Patient, Radiant, Infant (Radiant Warmer) | Neotech Medical pvt.ltd | Labour room
4278 | Sohanjana CHC | Oxygen Concentrators (Oxygen Concentrator) | Longfian Scitech Co. Ltd | GYANE LABOUR ROOM/GROUND FLOOR
4279 | Sohanjana CHC | Sphygmomanometers, Mercury (Mercury BP Machine) | Elite surgical industries | STORE/GROUND FLOOR
4280 | Sohanjana CHC | Sphygmomanometers, Mercury (Mercury BP Machine) | Bhasin Sons pvt Ltd | STORE/GROUND FLOOR
4281 | Sohanjana CHC | Sphygmomanometers, Aneriod(Aneroid BP Machine) | Vital | STORE/GROUND FLOOR
4282 | Sohanjana CHC | Phototherapy Units, Ultraviolet,CFL (CFL Infant Phototherapy) | NA | SNCU
4283 | Sohanjana CHC | Sterilizing Units(Instrument Sterilizer) | NA | Labour room
4284 | Sungal, Akhnoor PHC | Nebulizers, Nonheated (Nebulizer) | K life | DISPENSARY
4285 | Sungal, Akhnoor PHC | Microscopes, Light, Laboratory (Binocular Microscope) | NA | IMMUNIZATION SECTION
4286 | Sungal, Akhnoor PHC | Microscopes, Light, Laboratory (Binocular Microscope) | Ajay optik India | GENERAL LAB
4287 | Sungal, Akhnoor PHC | Sterilizing Units(Instrument Sterilizer) | Atlas surgical company | DISPENSARY
4288 | Sungal, Akhnoor PHC | Chairs, Examination/Treatment, Dentistry (Dental Chair) | Suz- dent India Pvt Ltd | DENTAL SECTION
4289 | Sungal, Akhnoor PHC | Sterilizing Units(Instrument Sterilizer) | NA | IMMUNIZATION SECTION
4290 | Sungal, Akhnoor PHC | Cutters, Syringe/Needle (Syringe cutter) | NA | DISPENSARY
4291 | Sungal, Akhnoor PHC | Scales, Infant, Mechanical (Infant wieghing machine) | NA | GENERAL LAB
4292 | Sungal, Akhnoor PHC | Analyzers, Laboratory, Body Fluids, Glucose (Glucometer) | NA | GENERAL LAB
4293 | Sungal, Akhnoor PHC | Scales, Infant, Digital (Digital Infant Scale) | Hangzhou Tianheng Technology P | GENERAL LAB
4294 | Sungal, Akhnoor PHC | Scales, Adult, Floor,Mechanical (Adult floor Mechanical Weighing machine) | NA | IMMUNIZATION SECTION
4295 | Sungal, Akhnoor PHC | Sphygmomanometers, Electronic (Electronic BP Machine) | HICKS | IMMUNIZATION SECTION
4296 | Sungal, Akhnoor PHC | Sphygmomanometers, Mercury (Mercury BP Machine) | Bio-plus | DISPENSARY
4297 | Sungal, Akhnoor PHC | Sphygmomanometers, Mercury (Mercury BP Machine) | NA | GENERAL LAB
4298 | Sungal, Akhnoor PHC | Sphygmomanometers, Mercury (Mercury BP Machine) | NA | GENERAL LAB
4299 | Sungal, Akhnoor PHC | Centrifuges, Tabletop (Centrifuge) | Laby Instruments | GENERAL LAB
4300 | Sungal, Akhnoor PHC | Freezers Vaccine-120 L (120L -Vaccine Freezer) | Vestfrost | IMMUNIZATION SECTION
4301 | Sungal, Akhnoor PHC | Refrigerators, Ice Lined-70L ( 70L ILR ) | Haier | IMMUNIZATION SECTION
4302 | Sungal, Akhnoor PHC | Refrigerators, Laboratory (Lab refrigerator) | Whirlpool | IMMUNIZATION SECTION
4303 | Sungal, Akhnoor PHC | Sterilizing Units(Instrument Sterilizer) | Atlas surgical company | IMMUNIZATION SECTION
4304 | Sungal, Akhnoor PHC | Phototherapy Units, Ultraviolet,CFL (CFL Infant Phototherapy) | NA | GENERAL LAB
4305 | Sungal, Akhnoor PHC | Radiographic Units, Mobile(Mobile X Ray -100 mA) | Allengers | RADIOLOGY
4306 | Sungal, Akhnoor PHC | Sterilizing Units(Instrument Sterilizer) | Atlas surgical company | DENTAL SECTION
4307 | Sungal, Akhnoor PHC | Analyzers, Laboratory, Body Fluids, Glucose (Glucometer) | NA | GENERAL LAB
4308 | UPHC Bathindi | Sphygmomanometers, Electronic (Electronic BP Machine) | Unique Power Technologies | Ground floor
4309 | UPHC Bathindi | Sphygmomanometers, Mercury (Mercury BP Machine) | NA | Ground floor
4310 | UPHC Bathindi | Sterilizing Units(Instrument Sterilizer) | NA | Ground floor
4311 | UPHC Bathindi | Scales, Adult, Floor,Mechanical (Adult floor Mechanical Weighing machine) | Ramon Surgical Company | Ground floor
4312 | UPHC Bathindi | Refrigerators, Ice Lined-70L ( 70L ILR ) | Haier | Ground floor
4313 | UPHC Bathindi | Sphygmomanometers, Mercury (Mercury BP Machine) | NA | Ground floor
4314 | UPHC Bathindi | Freezers Vaccine-120 L (120L -Vaccine Freezer) | Haier | Ground floor
4315 | UPHC Bathindi | Sphygmomanometers, Electronic (Electronic BP Machine) | Morepen lab. Ltd | Ground floor
4316 | UPHC Bathindi | Cutters, Syringe/Needle (Syringe cutter) | Microsil | Ground floor
4317 | UPHC Bathindi | Cutters, Syringe/Needle (Syringe cutter) | Microsil | Ground floor
4318 | UPHC Bathindi | Analyzers, Laboratory, Body Fluids, Glucose (Glucometer) | RMD Mediaids LTD | Ground floor
4319 | UPHC Bathindi | Sphygmomanometers, Mercury (Mercury BP Machine) | NA | Ground floor
4320 | UPHC Diagiana | Sterilizing Units(Instrument Sterilizer) | NA | MCH
4321 | UPHC Diagiana | Scales, Adult, Floor,Mechanical (Adult floor Mechanical Weighing machine) | NA | opd
4322 | UPHC Diagiana | Cutters, Syringe/Needle (Syringe cutter) | Microsil | opd
4323 | UPHC Diagiana | Sterilizing Units(Instrument Sterilizer) | NA | opd
4324 | UPHC Diagiana | Electrocardiographs, Three-Channel ( 3 Channel ECG) | SHENZEN UNICARE ELECTRONIC | opd
4325 | UPHC Diagiana | Sphygmomanometers, Mercury (Mercury BP Machine) | NA | MCH
4326 | UPHC Diagiana | Sphygmomanometers, Mercury (Mercury BP Machine) | Longlife | opd
4327 | UPHC Diagiana | Oxygen Concentrators (Oxygen Concentrator) | Microtek Technology | Ground Floor - Mch
4328 | UPHC Diagiana | Cutters, Syringe/Needle (Syringe cutter) | Microsil | MCH
4329 | UPHC Diagiana | Sphygmomanometers, Aneriod(Aneroid BP Machine) | NA | opd
4330 | UPHC Diagiana | Sphygmomanometers, Aneriod(Aneroid BP Machine) | NA | opd
4331 | UPHC Diagiana | Sphygmomanometers, Aneriod(Aneroid BP Machine) | Vital | opd
4332 | UPHC Diagiana | Sphygmomanometers, Mercury (Mercury BP Machine) | Namatt | opd
4333 | UPHC Diagiana | Sphygmomanometers, Electronic (Electronic BP Machine) | Equal | opd
4334 | UPHC Diagiana | Sphygmomanometers, Mercury (Mercury BP Machine) | NA | opd
4335 | UPHC Diagiana | Sphygmomanometers, Mercury (Mercury BP Machine) | Elite | opd
4336 | UPHC Diagiana | Cutters, Syringe/Needle (Syringe cutter) | Microsil | opd
4337 | UPHC Diagiana | Cutters, Syringe/Needle (Syringe cutter) | Microsil | opd
4338 | UPHC Diagiana | Scales, Patient, Floor, Adult,Digital(Digital Weighing Machine | Ramon Surgical Company | opd
4339 | UPHC Diagiana | Sterilizing Units(Instrument Sterilizer) | NA | opd
4340 | UPHC Diagiana | Scales, Infant, Digital (Digital Infant Scale) | Ramon Surgical Company | opd
4341 | UPHC Diagiana | Nebulizers, Nonheated (Nebulizer) | Vats medical system p LTD | opd
4342 | UPHC Diagiana | Sterilizing Units(Instrument Sterilizer) | NA | opd
4343 | UPHC Diagiana | Sterilizing Units(Instrument Sterilizer) | NA | MCH
4344 | UPHC Diagiana | Sphygmomanometers, Mercury (Mercury BP Machine) | Namatt | MCH
4345 | UPHC Diagiana | Sphygmomanometers, Electronic (Electronic BP Machine) | Morepen lab. Ltd | opd
4346 | UPHC Diagiana | Freezers Vaccine-120 L (120L -Vaccine Freezer) | Haier | opd
4347 | UPHC Diagiana | Oxygen Concentrators (Oxygen Concentrator) | Devilbiss Healthcare | OPD/GROUND FLOOR
4348 | UPHC Diagiana | Sphygmomanometers, Mercury (Mercury BP Machine) | NA | opd
4349 | UPHC Diagiana | Refrigerators, Ice Lined-70L ( 70L ILR ) | Haier | opd
4350 | UPHC Gujjar Nagar | Freezers Vaccine-120 L (120L -Vaccine Freezer) | Haier | IMMUNISATION
4351 | UPHC Gujjar Nagar | Sphygmomanometers, Aneriod(Aneroid BP Machine) | Bio-plus | OPD GROUND FLOOR
4352 | UPHC Gujjar Nagar | Aspirators (Suction Machine) | NA | ground floor-store
4353 | UPHC Gujjar Nagar | Sterilizing Units, Steam, Tabletop(13 Litre Table top) | Geeta Industries | ground floor-store
4354 | UPHC Gujjar Nagar | Aspirators (Suction Machine) | NA | ground floor-store
4355 | UPHC Gujjar Nagar | Analyzers, Laboratory, Body Fluids, Glucose (Glucometer) | NA | LABORATORY
4356 | UPHC Gujjar Nagar | Cutters, Syringe/Needle (Syringe cutter) | Microsil | IMMUNISATION
4357 | UPHC Gujjar Nagar | Scales, Patient, Floor, Adult,Digital(Digital Weighing Machine | Crown | IMMUNISATION
4358 | UPHC Gujjar Nagar | Sterilizing Units(Instrument Sterilizer) | NA | - Dressing Room
4359 | UPHC Gujjar Nagar | Sterilizing Units(Instrument Sterilizer) | Atlas surgical company | Dressing room
4360 | UPHC Gujjar Nagar | Cutters, Syringe/Needle (Syringe cutter) | Microsil | Ground Floor - Immunization
4361 | UPHC Gujjar Nagar | Cutters, Syringe/Needle (Syringe cutter) | Microsil | Ground Floor- Immunization
4362 | UPHC Gujjar Nagar | Nebulizers, Nonheated (Nebulizer) | K life | Dispancery
4363 | UPHC Gujjar Nagar | Sphygmomanometers, Mercury (Mercury BP Machine) | Longlife | Dispancery
4364 | UPHC Gujjar Nagar | Sterilizing Units(Instrument Sterilizer) | Atlas surgical company | - Dressing Room
4365 | UPHC Gujjar Nagar | Oxygen Concentrators (Oxygen Concentrator) | Sanrai International | - Dressing Room
4366 | UPHC Gujjar Nagar | Sphygmomanometers, Electronic (Electronic BP Machine) | Morepen lab. Ltd | Dispancery
4367 | UPHC Gujjar Nagar | Refrigerators, Ice Lined-70L ( 70L ILR ) | Haier | IMMUNISATION
4368 | UPHC Janipur | Cutters, Syringe/Needle (Syringe cutter) | Microsil | GEN OPD
4369 | UPHC Janipur | Sphygmomanometers, Electronic (Electronic BP Machine) | Morepen lab. Ltd | GEN OPD
4370 | UPHC Janipur | Cutters, Syringe/Needle (Syringe cutter) | Microsil | GEN OPD
4371 | UPHC Janipur | Cutters, Syringe/Needle (Syringe cutter) | Microsil | GEN OPD
4372 | UPHC Janipur | Cutters, Syringe/Needle (Syringe cutter) | Microsil | GEN OPD
4373 | UPHC Janipur | Scales, Patient, Floor, Adult,Digital(Digital Weighing Machine) | Smart Care | 1St Floor - Opd General
4374 | UPHC Janipur | Cutters, Syringe/Needle (Syringe cutter) | Microsil | 1St Floor - Opd General
4375 | UPHC Janipur | Refrigerators, Ice Lined-70L ( 70L ILR ) | Vestfrost | IMMUNIZATION SECTION
4376 | UPHC Janipur | Electrocardiographs, Three-Channel ( 3 Channel ECG) | SHENZEN UNICARE ELECTRONIC | GEN OPD
4377 | UPHC Janipur | Refrigerators, Ice Lined-70L ( 70L ILR ) | Vestfrost | IMMUNIZATION SECTION
4378 | UPHC Janipur | Sphygmomanometers, Mercury (Mercury BP Machine) | NA | GEN OPD
4379 | UPHC Janipur | Sphygmomanometers, Electronic (Electronic BP Machine) | Equal | GEN OPD
4380 | UPHC Janipur | Sterilizing Units(Instrument Sterilizer) | NA | GEN OPD
4381 | UPHC Janipur | Nebulizers, Nonheated (Nebulizer) | Vats medical system p LTD | GEN OPD
4382 | UPHC Janipur | Cutters, Syringe/Needle (Syringe cutter) | Microsil | OPD
4383 | UPHC Janipur | Aspirators (Suction Machine) | Jainco | GEN OPD
4384 | UPHC Janipur | Sphygmomanometers, Mercury (Mercury BP Machine) | Namatt | GEN OPD
4385 | UPHC Janipur | Chairs, Examination/Treatment, Dentistry (Dental Chair) | Confident dental equipment | DENTAL SECTION
4386 | UPHC Janipur | Aspirators (Suction Machine) | Jainco | GEN OPD
4387 | UPHC Janipur | Sterilizing Units(Instrument Sterilizer) | NA | GEN OPD
4388 | UPHC Janipur | Sterilizing Units(Instrument Sterilizer) | NA | GEN OPD
4389 | UPHC Janipur | Scales, Patient, Floor, Adult,Digital(Digital Weighing Machine | Crown | GEN OPD
4390 | UPHC Janipur | Sphygmomanometers, Aneriod(Aneroid BP Machine) | Bio Plus | OPD GROUND FLOOR
4391 | UPHC Janipur | Refrigerators, Ice Lined-150L ( 150L ILR ) | Vestfrost | G. Floor - Immunisation
4392 | UPHC Janipur | Oxygen Concentrators (Oxygen Concentrator) | Microtek | OPD GROUND FLOOR
4393 | UPHC Mubarak Mandi | Sterilizing Units(Instrument Sterilizer) | NA | GENERAL OPD
4394 | UPHC Mubarak Mandi | Sphygmomanometers, Mercury (Mercury BP Machine) | Longlife | GENERAL OPD
4395 | UPHC Mubarak Mandi | Sphygmomanometers, Electronic (Electronic BP Machine) | Morepen lab. Ltd | GENERAL OPD
4396 | UPHC Mubarak Mandi | Scales, Patient, Floor, Adult,Digital(Digital Weighing Machine | Crown | GENERAL OPD
4397 | UPHC Mubarak Mandi | Cutters, Syringe/Needle (Syringe cutter) | Microsil | GENERAL OPD
4398 | UPHC Nanak Nagar | Oxygen Concentrators (Oxygen Concentrator) | Microtek Technology | OPD GROUND FLOOR
4399 | UPHC Nanak Nagar | Sphygmomanometers, Aneriod(Aneroid BP Machine) | Bio-plus | General opd
4400 | UPHC Nanak Nagar | Refrigerators, Ice Lined-150L ( 150L ILR ) | Vestfrost | IMMUNISATION
4401 | UPHC Nanak Nagar | Sphygmomanometers, Electronic (Electronic BP Machine) | NA | Immunisation section
4402 | UPHC Nanak Nagar | Cutters, Syringe/Needle (Syringe cutter) | Microsil | LABORATORY
4403 | UPHC Nanak Nagar | Sphygmomanometers, Mercury (Mercury BP Machine) | Jainco | General WARD
4404 | UPHC Nanak Nagar | Cutters, Syringe/Needle (Syringe cutter) | Microsil | Dressing room
4405 | UPHC Nanak Nagar | Freezers Vaccine-120 L (120L -Vaccine Freezer) | Haier | Immunisation Section
4406 | UPHC Nanak Nagar | Nebulizers, Nonheated (Nebulizer) | Olex | Dressing Ward
4407 | UPHC Nanak Nagar | Centrifuges, Tabletop (Centrifuge) | Laby Instruments | Labortary
4408 | UPHC Nanak Nagar | Refrigerators, Laboratory (Lab refrigerator) | Electrolux kelvinator | Labortary
4409 | UPHC Nanak Nagar | Sphygmomanometers, Electronic (Electronic BP Machine) | Morepen lab. Ltd | Labortary
4410 | UPHC Nanak Nagar | Sterilizing Units(Instrument Sterilizer) | Atlas surgical company | DRESSING ROOM
4411 | UPHC Nanak Nagar | Cutters, Syringe/Needle (Syringe cutter) | Microsil | Immunisation section
4412 | UPHC Nanak Nagar | Scales, Adult, Floor,Mechanical (Adult floor Mechanical Weighing machine) | NA | Dressing room
4413 | UPHC Nanak Nagar | Sterilizing Units(Instrument Sterilizer) | Atlas surgical company | dressing room
4414 | UPHC Nanak Nagar | Scales, Adult, Floor,Mechanical (Adult floor Mechanical Weighing machine) | Doctor Beliram and sons | General Ward
4415 | UPHC Nanak Nagar | Microscopes, Light, Laboratory (Binocular Microscope) | Quasmo | Labortary
4416 | UPHC Nanak Nagar | Scales, Patient, Floor, Adult,Digital(Digital Weighing Machine | Crown | Immunisation section
4417 | UPHC Nanak Nagar | Sphygmomanometers, Mercury (Mercury BP Machine) | NA | Dressing room
4418 | UPHC Roop Nagar | Laryngoscopes, Rigid (Laryngoscope) | NA | OPD
4419 | UPHC Roop Nagar | Refrigerators, Laboratory (Lab refrigerator) | Samsung | OPD
4420 | UPHC Roop Nagar | Charts, Eye, Visual Acuity (Eye Chart) | NA | OPD
4421 | UPHC Roop Nagar | Cutters, Syringe/Needle (Syringe cutter) | Microsil | OPD
4422 | UPHC Roop Nagar | Sphygmomanometers, Mercury (Mercury BP Machine) | Namatt | opd
4423 | UPHC Roop Nagar | Oxygen Concentrators (Oxygen Concentrator) | Microtek | OPD GROUND FLOOR
4424 | UPHC Roop Nagar | Oxygen Concentrators (Oxygen Concentrator) | Devilbiss Health Care | OPD GROUND FLOOR
4425 | UPHC Roop Nagar | Sphygmomanometers, Electronic (Electronic BP Machine) | Morepen lab. Ltd | OPD
4426 | UPHC Roop Nagar | Sterilizing Units(Instrument Sterilizer) | NA | GENERAL OPD
4427 | UPHC Roop Nagar | Scales, Adult, Floor,Mechanical (Adult floor Mechanical Weighing machine) | Virgo | OPD
4428 | UPHC Roop Nagar | Scales, Patient, Floor, Adult,Digital(Digital Weighing Machine | Crown | OPD
4429 | UPHC Roop Nagar | Sphygmomanometers, Aneroid(Aneroid BP Machine) | Bioplus | OPD GROUND FLOOR
4430 | UPHC Roop Nagar | Sphygmomanometers, Mercury (Mercury BP Machine) | NA | OPD
4431 | UPHC Roop Nagar | Sphygmomanometers, Mercury (Mercury BP Machine) | Jainco | opd
4432 | UPHC Sainik Colony | Sterilizing Units(Instrument Sterilizer) | Atlas surgical company | Ground floor
4433 | UPHC Sainik Colony | Oxygen Concentrators (Oxygen Concentrator) | Devilbiss Healthcare | OPD
4434 | UPHC Sainik Colony | Sphygmomanometers, Electronic (Electronic BP Machine) | Unique Power Technologies | Ground floor
4435 | UPHC Sainik Colony | Aspirators (Suction Machine) | Narang scientific work pvt ltd | Ground floor
4436 | UPHC Sainik Colony | Scales, Adult, Floor,Mechanical (Adult floor Mechanical Weighing machine) | Kohinoor | Ground floor
4437 | UPHC Sainik Colony | Scales, Adult, Floor,Mechanical (Adult floor Mechanical Weighing machine) | NA | 1 Floor-Nursing Room
4438 | UPHC Sainik Colony | Sterilizing Units(Instrument Sterilizer) | NA | Ground floor
4439 | UPHC Sainik Colony | Sphygmomanometers, Mercury (Mercury BP Machine) | NA | Ground floor
4440 | UPHC Sainik Colony | Freezers Vaccine-120 L (120L -Vaccine Freezer) | Haier | Ground floor
4441 | UPHC Sainik Colony | Sphygmomanometers, Mercury (Mercury BP Machine) | Diamond | Ground floor
4442 | UPHC Sainik Colony | Nebulizers, Nonheated (Nebulizer) | Vats medical system p LTD | Ground floor
4443 | UPHC Sainik Colony | Sphygmomanometers, Mercury (Mercury BP Machine) | NA | Ground floor
4444 | UPHC Sainik Colony | Sphygmomanometers, Electronic (Electronic BP Machine) | Swan Environmental | Ground floor
4445 | UPHC Sainik Colony | Cutters, Syringe/Needle (Syringe cutter) | Microsil | Ground floor
4446 | UPHC Sainik Colony | Refrigerators, Ice Lined-70L ( 70L ILR ) | Vestfrost | Ground floor
4447 | UPHC Sainik Colony | Sphygmomanometers, Mercury (Mercury BP Machine) | Namatt | Ground floor
4448 | UPHC Sainik Colony | Sphygmomanometers, Electronic (Electronic BP Machine) | Morepen lab. Ltd | Ground floor
4449 | UPHC Sainik Colony | Sphygmomanometers, Mercury (Mercury BP Machine) | NA | Ground floor
4450 | UPHC Shastri Nagar | Scales, Patient, Floor, Adult,Digital(Digital Weighing Machine | Crown | Immunization
4451 | UPHC Shastri Nagar | Sterilizing Units(Instrument Sterilizer) | NA | MINOR OT
4452 | UPHC Shastri Nagar | Sterilizing Units(Instrument Sterilizer) | Geeta Industries | MINOR OT
4453 | UPHC Shastri Nagar | Sterilizing Units(Instrument Sterilizer) | NA | EMERGENCY
4454 | UPHC Shastri Nagar | Sterilizing Units(Instrument Sterilizer) | NA | EMERGENCY
4455 | UPHC Shastri Nagar | Sterilizing Units(Instrument Sterilizer) | NA | EMERGENCY
4456 | UPHC Shastri Nagar | Cutters, Syringe/Needle (Syringe cutter) | Microsil | STORE
4457 | UPHC Shastri Nagar | Sterilizing Units(Instrument Sterilizer) | NA | EMERGENCY
4458 | UPHC Shastri Nagar | Aspirators (Suction Machine) | NA | MINOR OT
4459 | UPHC Shastri Nagar | Sphygmomanometers, Electronic (Electronic BP Machine) | Smart Care | DISPENSARY
4460 | UPHC Shastri Nagar | Electrocardiographs, Three-Channel ( 3 Channel ECG) | SHENZEN UNICARE ELECTRONIC | MINOR OT
4461 | UPHC Shastri Nagar | Incubators, Test Tube (Lab Incubator) | NA | LAB
4462 | UPHC Shastri Nagar | Electrocardiographs, Single-Channel ( Single Channel ECG ) | BPL | EMERGENCY
4463 | UPHC Shastri Nagar | Freezers Vaccine-120 L (120L -Vaccine Freezer) | Haier | IMMUNIZATION
4464 | UPHC Shastri Nagar | Sphygmomanometers, Electronic (Electronic BP Machine) | Equal | STORE/GROUND FLOOR
4465 | UPHC Shastri Nagar | Microscopes, Light, Laboratory (Binocular Microscope) | Radical | LAB
4466 | UPHC Shastri Nagar | Oxygen Concentrators (Oxygen Concentrator) | Devilbiss Healthcare | EMERGENCY
4467 | UPHC Shastri Nagar | Cutters, Syringe/Needle (Syringe cutter) | Microsil | LAB
4468 | UPHC Shastri Nagar | Cutters, Syringe/Needle (Syringe cutter) | Microsil | MINOR OT
4469 | UPHC Shastri Nagar | Oxygen Concentrators (Oxygen Concentrator) | Microtek Technology | EMERGENCY
4470 | UPHC Shastri Nagar | Sphygmomanometers, Mercury (Mercury BP Machine) | Longlife | DISPENSARY
4471 | UPHC Shastri Nagar | Cutters, Syringe/Needle (Syringe cutter) | Microsil | DISPENSARY
4472 | UPHC Shastri Nagar | Chairs, Examination/Treatment, Dentistry (Dental Chair) | Confident dental equipment | DENTAL
4473 | UPHC Shastri Nagar | Refrigerators, Ice Lined-150L ( 150L ILR ) | Vestfrost | IMMUNIZATION
4474 | UPHC Shastri Nagar | Nebulizers, Nonheated (Nebulizer) | Olex | MINOR OT
4475 | UPHC Shastri Nagar | Centrifuges, Tabletop (Centrifuge) | Remi | lab
4476 | UPHC Shastri Nagar | Refrigerators, Laboratory (Lab refrigerator) | LG | LABORATORY
4477 | UPHC Sidhra | Cutters, Syringe/Needle (Syringe cutter) | Microsil | General Ward
4478 | UPHC Sidhra | Sterilizing Units(Instrument Sterilizer) | NA | Lab testing
4479 | UPHC Sidhra | Oxygen Concentrators (Oxygen Concentrator) | Sanrai International | Lab testing
4480 | UPHC Sidhra | Scales, Patient, Floor, Adult,Digital(Digital Weighing Machine | Ramon Surgical Company | MCH
4481 | UPHC Sidhra | Freezers Vaccine-120 L (120L -Vaccine Freezer) | Haier | MCH
4482 | UPHC Sidhra | Scales, Adult, Floor,Mechanical (Adult floor Mechanical Weighing machine) | NA | General WARD
4483 | UPHC Sidhra | Cutters, Syringe/Needle (Syringe cutter) | Microsil | MCH
4484 | UPHC Sidhra | Analyzers, Laboratory, Body Fluids, Glucose (Glucometer) | NA | Ground Floor-Patient Ward
4485 | UPHC Sidhra | Nebulizers, Nonheated (Nebulizer) | Vats medical system p LTD | MCH
4486 | UPHC Sidhra | Sphygmomanometers, Mercury (Mercury BP Machine) | Namatt | MCH
4487 | UPHC Sidhra | Refrigerators, Laboratory (Lab refrigerator) | Videocon | MCH
4488 | UPHC Sidhra | Sterilizing Units(Instrument Sterilizer) | Atlas surgical company | General WARD
4489 | UPHC Sidhra | Sterilizing Units(Instrument Sterilizer) | Atlas surgical company | GENERAL WARD
4490 | UPHC Sidhra | Sphygmomanometers, Mercury (Mercury BP Machine) | Diamond | MCH
4491 | UPHC Sidhra | Aspirators (Suction Machine) | Local | MCH
4492 | UPHC Sidhra | Scales, Adult, Floor,Mechanical (Adult floor Mechanical Weighing machine) | Local | MCH
4493 | UPHC Sidhra | Scales, Adult, Floor,Mechanical (Adult floor Mechanical Weighing machine) | NA | General WARD
4494 | UPHC Sidhra | Scales, Adult, Floor,Mechanical (Adult floor Mechanical Weighing machine) | Local | General WARD
4495 | UPHC Sidhra | Sphygmomanometers, Electronic (Electronic BP Machine) | Morepen lab. Ltd | MCH
4496 | UPHC Sidhra | Sphygmomanometers, Mercury (Mercury BP Machine) | Namatt | MCH
4497 | UPHC Sidhra | Refrigerators, Ice Lined-70L ( 70L ILR ) | Haier | MCH
4498 | UPHC Sidhra | Sphygmomanometers, Mercury (Mercury BP Machine) | Jainco | MCH
4499 | UPHC Sidhra | Sphygmomanometers, Aneroid(Aneroid BP Machine) | Bio Plus | Mch
4500 | UPHC Sidhra | Sphygmomanometers, Electronic (Electronic BP Machine) | Equal | General WARD
4501 | UPHC Sidhra | Sphygmomanometers, Electronic (Electronic BP Machine) | Equal | General WARD
4502 | UPHC Subash Nagar | Sphygmomanometers, Electronic (Electronic BP Machine) | Morepen lab. Ltd | GEN OPD
4503 | UPHC Subash Nagar | Refrigerators, Ice Lined-150L ( 150L ILR ) | Vestfrost | MCH SECTION
4504 | UPHC Subash Nagar | Sphygmomanometers, Electronic (Electronic BP Machine) | Equal | GEN OPD
4505 | UPHC Subash Nagar | Cutters, Syringe/Needle (Syringe cutter) | Microsil | GEN OPD
4506 | UPHC Subash Nagar | Freezers Vaccine-120 L (120L -Vaccine Freezer) | Haier | IMMUNIZATION SECTION
4507 | UPHC Subash Nagar | Refrigerators, Ice Lined-70L ( 70L ILR ) | Haier | GEN OPD
4508 | UPHC Subash Nagar | Oxygen Concentrators (Oxygen Concentrator) | Sanrai International | Emergency
4509 | UPHC Subash Nagar | Nebulizers, Nonheated (Nebulizer) | Olex | GEN OPD
4510 | UPHC Subash Nagar | Sterilizing Units(Instrument Sterilizer) | Atlas surgical company | GEN OPD
4511 | UPHC Subash Nagar | Analyzers, Laboratory, Hematology, Hemoglobin (HB Analyzer) | Wrig Nanosystems Pvt. Ltd. | LAB SECTION
4512 | UPHC Subash Nagar | Scales, Patient, Floor, Adult,Digital(Digital Weighing Machine | Crown | GEN OPD
4513 | UPHC Subash Nagar | Sterilizing Units(Instrument Sterilizer) | NA | General Store-Ground Floor
4514 | UPHC Subash Nagar | Cutters, Syringe/Needle (Syringe cutter) | Microsil | MCH SECTION
4515 | UPHC Subash Nagar | Cutters, Syringe/Needle (Syringe cutter) | Microsil | General Store-Ground Floor
4516 | UPHC Subash Nagar | Sphygmomanometers, Aneriod(Aneroid BP Machine) | Bio-plus | OPD GROUND FLOOR
4517 | UPHC Subash Nagar | Sphygmomanometers, Mercury (Mercury BP Machine) | EMU | GEN OPD
4518 | UPHC Subash Nagar | Analyzers, Laboratory, Hematology, Hemoglobin (HB Analyzer) | Wrig Nanosystems Pvt. Ltd. | LABORATORY ,GROUND FLOOR
4519 | UPHC Talab Tillo | Sphygmomanometers, Mercury (Mercury BP Machine) | NA | Ground floor
4520 | UPHC Talab Tillo | Cutters, Syringe/Needle (Syringe cutter) | Microsil | Ground floor
4521 | UPHC Talab Tillo | Sphygmomanometers, Electronic (Electronic BP Machine) | Morepen lab. Ltd | Ground floor
4522 | UPHC Talab Tillo | Refrigerators, Ice Lined-70L ( 70L ILR ) | Haier | Ground floor
4523 | UPHC Talab Tillo | Freezers Vaccine-120 L (120L -Vaccine Freezer) | Vestfrost | Ground floor
4524 | UPHC Talab Tillo | Sterilizing Units(Instrument Sterilizer) | NA | Ground floor
4525 | UPHC Talab Tillo | Charts, Eye, Visual Acuity (Eye Chart) | NA | Ground floor
4526 | UPHC Talab Tillo | Sterilizing Units(Instrument Sterilizer) | NA | Ground floor
4527 | UPHC Talab Tillo | Cutters, Syringe/Needle (Syringe cutter) | Microsil | Ground floor
4528 | UPHC Talab Tillo | Sterilizing Units(Instrument Sterilizer) | NA | Ground floor
4529 | UPHC Talab Tillo | Aspirators (Suction Machine) | NA | Ground floor
4530 | UPHC Talab Tillo | Sterilizing Units(Instrument Sterilizer) | NA | Ground floor
4531 | UPHC Talab Tillo | Sterilizing Units(Instrument Sterilizer) | NA | Ground floor
4532 | UPHC Talab Tillo | Refrigerators, Ice Lined-150L ( 150L ILR ) | Godrej & Boyce Mfg. Co. Ltd | OPD
4533 | UPHC Talab Tillo | Sphygmomanometers, Electronic (Electronic BP Machine) | Equal | Ground floor
4534 | UPHC Talab Tillo | Oxygen Concentrators (Oxygen Concentrator) | Devilbiss Healthcare | Ground Floor-Store
4535 | UPHC Talab Tillo | Nebulizers, Nonheated (Nebulizer) | Olex | Ground floor
4536 | UPHC Talab Tillo | Oxygen Concentrators (Oxygen Concentrator) | Microtek Technology | Ground Floor-Store
4537 | UPHC Talab Tillo | Sphygmomanometers, Mercury (Mercury BP Machine) | NA | Ground floor
4538 | UPHC Talab Tillo | Sphygmomanometers, Electronic (Electronic BP Machine) | Equal | OPD
4539 | UPHC Talab Tillo | Analyzers, Laboratory, Body Fluids, Glucose (Glucometer) | NA | Ground floor
4540 | UPHC Talab Tillo | Sphygmomanometers, Aneroid(Aneroid BP Machine) | Bio Plus | GENERAL OPD
4541 | UPHC Talab Tillo | Sterilizing Units(Instrument Sterilizer) | NA | Ground floor
4542 | UPHC Talab Tillo | Sphygmomanometers, Aneriod(Aneroid BP Machine) | Max Life | Opd
4543 | UPHC Talab Tillo | Sphygmomanometers, Mercury (Mercury BP Machine) | NA | Ground floor
4544 | Yatri Bhawan Bhagwati Nagar PHC | Refrigerators, Laboratory (Lab refrigerator) | NA | OPD
4545 | Yatri Bhawan Bhagwati Nagar PHC | Sphygmomanometers, Mercury (Mercury BP Machine) | NA | Ground floor
4546 | Yatri Bhawan Bhagwati Nagar PHC | Sphygmomanometers, Mercury (Mercury BP Machine) | NA | OPD
4547 | Yatri Bhawan Bhagwati Nagar PHC | Sphygmomanometers, Electronic (Electronic BP Machine) | Morepen lab. Ltd | OPD
4548 | Yatri Bhawan Bhagwati Nagar PHC | Scales, Adult, Floor,Mechanical (Adult floor Mechanical Weighing machine) | Ramon Surgical Company | OPD
4549 | Yatri Bhawan Bhagwati Nagar PHC | Sterilizing Units(Instrument Sterilizer) | NA | Ground floor
4550 | Yatri Bhawan Bhagwati Nagar PHC | Analyzers, Laboratory, Body Fluids, Glucose (Glucometer) | RMD Mediaids LTD | OPD
4551 | Yatri Bhawan Bhagwati Nagar PHC | Cutters, Syringe/Needle (Syringe cutter) | Swan | Store Room (Ground Floor)
4552 | Yatri Bhawan Bhagwati Nagar PHC | Aspirators (Suction Machine) | NA | Store Room (Ground Floor)
4553 | Yatri Bhawan Bhagwati Nagar PHC | Sphygmomanometers, Mercury (Mercury BP Machine) | NA | Ground Floor
4554 | Yatri Bhawan Bhagwati Nagar PHC | Nebulizers, Nonheated (Nebulizer) | Entero Healthcare Solution | OPD
4555 | Yatri Bhawan Bhagwati Nagar PHC | Nebulizers, Nonheated (Nebulizer) | Entero Healthcare Solution | OPD
4556 | Yatri Bhawan Bhagwati Nagar PHC | Oxygen Concentrators (Oxygen Concentrator) | MEDOXY | OPD GROUND FLOOR
4557 | Yatri Bhawan Bhagwati Nagar PHC | Nebulizers, Nonheated (Nebulizer) | Entero Healthcare Solution | OPD
4558 | Yatri Bhawan Bhagwati Nagar PHC | Nebulizers, Nonheated (Nebulizer) | Entero Healthcare Solution | OPD
4559 | Yatri Bhawan Bhagwati Nagar PHC | Sphygmomanometers, Mercury (Mercury BP Machine) | NA | Ground floor
4560 | Yatri Bhawan Bhagwati Nagar PHC | Sphygmomanometers, Mercury (Mercury BP Machine) | NA | Ground floor
4561 | Yatri Bhawan Bhagwati Nagar PHC | Oxygen Concentrators (Oxygen Concentrator) | LONGFIAN SCITECH CO.LTD | OPD GROUND FLOOR
4562 | Yatri Bhawan Bhagwati Nagar PHC | Nebulizers, Nonheated (Nebulizer) | Entero Healthcare Solution | OPD
4563 | Yatri Bhawan Bhagwati Nagar PHC | Nebulizers, Nonheated (Nebulizer) | Entero Healthcare Solution | OPD
4564 | Yatri Bhawan Bhagwati Nagar PHC | Sphygmomanometers, Aneroid(Aneroid BP Machine) | Bioplus | OPD GROUND FLOOR
4565 | Yatri Bhawan Bhagwati Nagar PHC | Sterilizing Units(Instrument Sterilizer) | Atlas surgical company | OPD
4566 | Yatri Bhawan Bhagwati Nagar PHC | Electrocardiographs, Single-Channel ( Single Channel ECG ) | BPL | Ground floor
4567 | Yatri Bhawan Bhagwati Nagar PHC | Oxygen Concentrators (Oxygen Concentrator) | LONGFIAN SCITECH | OPD GROUND FLOOR
4568 | Yatri Bhawan Bhagwati Nagar PHC | Sphygmomanometers, Mercury (Mercury BP Machine) | NA | Ground floor
4569 | Yatri Bhawan Bhagwati Nagar PHC | Sphygmomanometers, Mercury (Mercury BP Machine) | NA | Ground floor
4570 | Yatri Bhawan Bhagwati Nagar PHC | Oxygen Concentrators (Oxygen Concentrator) | MEDOXY | Ground floor
4571 | Yatri Bhawan Bhagwati Nagar PHC | Sphygmomanometers, Mercury (Mercury BP Machine) | NA | Ground floor
4572 | Yatri Bhawan Bhagwati Nagar PHC | Nebulizers, Nonheated (Nebulizer) | Entair | Ground floor
4573 | Yatri Bhawan Bhagwati Nagar PHC | Nebulizers, Nonheated (Nebulizer) | Entero Healthcare Solution | OPD
4574 | Yatri Bhawan Bhagwati Nagar PHC | Nebulizers, Nonheated (Nebulizer) | Entero Healthcare Solution | OPD
4575 | Yatri Bhawan Bhagwati Nagar PHC | Nebulizers, Nonheated (Nebulizer) | Olex | Ground floor
4576 | Yatri Bhawan Bhagwati Nagar PHC | Nebulizers, Nonheated (Nebulizer) | NA | Ground floor
4577 | Yatri Bhawan Bhagwati Nagar PHC | Refrigerators, Ice Lined-70L ( 70L ILR ) | Haier | Ground OPD
4578 | Yatri Bhawan Bhagwati Nagar PHC | Sphygmomanometers, Mercury (Mercury BP Machine) | NA | Ground floor
4579 | Yatri Bhawan Bhagwati Nagar PHC | Nebulizers, Nonheated (Nebulizer) | Entero Healthcare Solution | OPD
4580 | Yatri Bhawan Bhagwati Nagar PHC | Nebulizers, Nonheated (Nebulizer) | Entero Healthcare Solution | OPD
4581 | Yatri Bhawan Bhagwati Nagar PHC | Nebulizers, Nonheated (Nebulizer) | Entero Healthcare Solution | OPD
4582 | Yatri Bhawan Bhagwati Nagar PHC | Nebulizers, Nonheated (Nebulizer) | Entero Healthcare Solution | OPD